## Descriptions
Lead Service Line (LSL) Inventory Field descriptions
Black Font required for inventory and must be populated
Blue font - Useful for tap monitoring location determination - OPTIONAL
Green font - Good information for water system to know - OPTIONAL
Purple font - results are calculated by the spreadsheet using previous inputs. Do not edit.
Field Name | Description
PWS ID | OR41##### - no letters at the end
PWS name | Water system name
Operator(s) submitting report | Name of person(s) submitting report
Date completed | Date completed
Site ID | This is determined by and is for the water system to track records. While every effort should be made to not have this change between submittals, circumstances may dictate that it does. For example, if account number is used it might change when customer ID changes (or the meter is changed).
Location Identifier (conditionally required) | This field is required when the service line status is Lead or GRR (galvanized requiring replacement) but optional for all others and is a description of the physical location of the service line. This can be the address but can also be another description (for example "2nd line east from intersection of 5th and Main" or latitude/longitude coordinates).
-- Note: The service line is broken up into 2 sections: upstream of the meter (commonly called the public side) and downstream of the meter to the building inlet (commonly called the private side). If there are not 2 different sections (such as a single owner), choose which is more accurate (public or private) and enter "Not (PWS/customer) owned" on the other.
Water system owned service line current material | See drop down for choices by selecting cells on inventory sheet. See green (optional data) section if you want to record additional information
Customer owned service line current material | See drop down for choices by selecting cells on inventory sheet. See green (optional data) section if you want to record additional information
If customer service line is galvanized, was upstream service line material ever lead? | See descriptions below (rows 46-49)
Service line material identification method - Water system or customer | Method used to identify the service line material. See descriptions below. Choose from drop down on inventory sheet.
Service type for connection | Type of building this connection serves. See descriptions below. Choose from drop down on inventory sheet.
Connector material to water main (i.e. goosenecks) | If possible, identify if the type of material used for the short piece of pipe that connects the water main to the service line. See descriptions below. Choose from drop down on inventory sheet.
Interior plumbing | This is the type of pipes inside the building. See drop down on inventory sheet for choices.
Is there POE/POU treatment? | Point of entry (POE)/Point of use (POU) - does this service line have any additional premise treatment present making it non-representative of the water system? Ex. a home water softener system
Water system main material & size | what kind of pipe is the water main supplying the service line. Include size if desired as well
Water system service line size | pipe diameter
Customer service line size | pipe diameter
Year (or range) water system or customer owned service line installed | What year (or range of years) was the service line installed? The 2 portions can be different so there are separate columns for reach. If a section has multiple years it is recommended that you use oldest year of any portion of that section.
Water system notes | Optional field for water system to make notes if desired.
LSL status | This will auto-populate based on previous answers. A running summary is also provided at the top. If error, review information causing error.
Testing site tier level (TBD) | Placeholder for future enhancement that will help identify sites to use in tap monitoring. US EPA may make changes to this criteria in the next few years so this is not yet developed.
Descriptions for select field options
Current service line material definitions
Lead | lead pipe | Lead
Galvanized (Iron or Steel) | A pipe with a galvanized coating to service water. Pipe material under coating does not make a difference. | Galvanized (Iron or Steel)
Non-lead - Copper | copper pipe | Non-lead - Copper
Non-lead - Plastic | Any plastic pipe. More details on the type of plastic can be recorded in the notes section. | Non-lead - Plastic
Non-lead - Other | Material other than those listed. Suggested you record the material in notes section. | Non-lead - Other
Non-lead - Not specified | Exact pipe material is not provided. Also use this for non-lead determinations using the statistical approach when location was not inspected. | Non-lead - Not specified
Non-lead - 2+ inches | Service line diameter is 2 inches or greater. There are no known lead pipes in this category. | Non-lead - 2+ inches
Non-lead - unk - post 1985 | The material is unknown but records show that it was installed after December 31, 1985. | Non-lead - unk - post 1985
Unknown | Unknown material | Unknown
Not PWS owned | Use on public water system service line when the customer owns the entire service line from the water main to the building. | Not customer owned
Not customer owned | Use on customer service line when the water system owns the entire service line from the water main to the building.
Upstream service line material ever lead
Yes | Upstream is or was lead while current customer service line in place
No | Records indicate lead never used while current customer service line in place
Unknown | Insufficient information on previous materials while current customer service line in place
NA - not galvanized | Determination is only needed when customer service line is galvanized.
Service line material identification method definitions
Records only | Reviewed paper or electronic records. | Records only
On site inspection only | On site inspection of the pipe material. | On site inspection only
Both records and inspection | Both records and on site inspection were used. | Both records and inspection
Customer data | Customer provides evidence of material type that is acceptable to the water system. | Statistical - inspected
Statistical - inspected | Identifies a randomly selected service line that was physically inspected as part of the statistical review | Statistical - not inspected
Statistical - not inspected | Use of a statistical analysis method for determining likelihood of lead service lines.
Community Service type definitions
Single family | Designated single family living unit (per zoning code).
Multi family | Multiple family living units at connection. (Ex. apartments, townhomes, etc.)
School/daycare | The connection is a registered day care or school regulated by the Department of Education.
Other/non-residential | Not a residence or school/daycare. This can be a worksite or location where potable water would reasonably be obtained including public drinking fountains or bathrooms (ex. Park).
Non-potable | A service line not used for potable water. (Ex. fire suppression or irrigation use only) This does not include fire hydrants.
Connector type definitions
Lead
Previously Lead
Non-lead
Unknown
Interior plumbing types
Lead
Copper
CPVC
Pex
Galvanized
Other | Anything not listed before. Recommend to include in water system notes.
Unknown | Unknown material

## Inventory
Lead Service Line (LSL) Inventory |  |  |  | color key | [5 empty] | revision March 2023
PWS ID (OR41#####) | OR4100959 |  |  | Black - required | Summary
PWS name | City of Woodburn |  |  | Blue: monitoring location determinations | Lead | GRR | Unknown | Non-Lead | Error* | Total
Operator submitting report | Byron Brooks |  |  | Green: good to know | 0 | 0 | 10 | 7699 | 0 | 7709
Date completed | 2024-10-14 |  |  | Purple: calculated by spreadsheet - do not edit |  | GRR=Galvanized requiring replacement |  |  | * resolve all errors prior to submission
| Required for Lead service line inventory | [5 empty] | Useful for tap monitoring location determination - OPTIONAL |  |  |  | Good to know - OPTIONAL | [5 empty] | Calculated by spreadsheet - do not edit
Site ID | Location Identifier (Required for Lead and GRR status only - optional for other service lines) | Water system owned service line current material | Water System service line material identification method | Customer owned service line current material | If customer service line is galvanized, was upstream service line material ever lead? | Customer service line material identification method | Service type of connection | Connector material to water main (i.e. goosenecks) | Interior plumbing material | Is there POE/POU treatment? | Water system main material & size | Water system service line size | Year (or range) water system owned service line installed | Customer service line size | Year (or range) customer owned service line installed | Water system notes | LSL status | Testing site tier level (TBD)
Example: | 123 Example Way | Non-lead - UNK - post 1985 | On site inspection only | Non-lead - unk - post 1985 | No | Records only | Single family | Non-lead | Copper | No |  |  | 1988-1990 |  | 1990 |  | Example - not included in count
| 2100 ARNEY LN NE | Non-lead - Copper | On site inspection only | Non-lead - Plastic | No | On site inspection only | Multi family | [9 empty] | Non-Lead
| 2100 ARNEY LN NE A | Non-lead - Copper | On site inspection only | Non-lead - Copper | No | On site inspection only | Multi family | [9 empty] | Non-Lead
| 2100 ARNEY LN NE B | Non-lead - Copper | On site inspection only | Non-lead - Copper | No | On site inspection only | Multi family | [9 empty] | Non-Lead
| 2100 ARNEY LN NE C | Non-lead - Copper | On site inspection only | Non-lead - Copper | No | On site inspection only | Multi family | [9 empty] | Non-Lead
| 2100 ARNEY LN NE | Non-lead - Copper | On site inspection only | Non-lead - Plastic | No | On site inspection only | Multi family | [9 empty] | Non-Lead
| 2100 ARNEY LN NE E | Non-lead - Copper | On site inspection only | Non-lead - Copper | No | On site inspection only | Multi family | [9 empty] | Non-Lead
| 2100 ARNEY LN NE F | Non-lead - Copper | On site inspection only | Non-lead - Copper | No | On site inspection only | Multi family | [9 empty] | Non-Lead
| 2100 ARNEY LN NE G | Non-lead - Copper | On site inspection only | Non-lead - Copper | No | On site inspection only | Multi family | [9 empty] | Non-Lead
| 2100 ARNEY LN NE H | Non-lead - Copper | On site inspection only | Non-lead - Copper | No | On site inspection only | Multi family | [9 empty] | Non-Lead
| 2100 ARNEY LN NE J | Non-lead - Copper | On site inspection only | Non-lead - Copper | No | On site inspection only | Multi family | [9 empty] | Non-Lead
| 2100 ARNEY LN NE K | Non-lead - Copper | On site inspection only | Non-lead - Copper | No | On site inspection only | Multi family | [9 empty] | Non-Lead
| 2100 ARNEY LN NE L | Non-lead - Copper | On site inspection only | Non-lead - Copper | No | On site inspection only | Multi family | [9 empty] | Non-Lead
| 2100 ARNEY LN NE M | Non-lead - Copper | On site inspection only | Non-lead - Copper | No | On site inspection only | Multi family | [9 empty] | Non-Lead
| 2100 ARNEY LN NE N | Non-lead - Copper | On site inspection only | Non-lead - Copper | No | On site inspection only | Multi family | [9 empty] | Non-Lead
| 2100 ARNEY LN NE | Non-lead - Copper | On site inspection only | Non-lead - Plastic | No | On site inspection only | Multi family | [9 empty] | Non-Lead
| 2100 ARNEY LN NE | Non-lead - Copper | On site inspection only | Non-lead - Plastic | No | On site inspection only | Multi family | [9 empty] | Non-Lead
| 2100 ARNEY LN NE | Non-lead - Copper | On site inspection only | Non-lead - Plastic | No | On site inspection only | Multi family | [9 empty] | Non-Lead
| 2100 ARNEY LN NE | Non-lead - Copper | On site inspection only | Non-lead - Plastic | No | On site inspection only | Multi family | [9 empty] | Non-Lead
| 100 PINE CIR | Non-lead - Copper | On site inspection only | Galvanized (Iron or Steel) | No | On site inspection only | Multi family | [9 empty] | Non-Lead
| 100 HEMLOCK CIR | Non-lead - Copper | On site inspection only | Galvanized (Iron or Steel) | No | On site inspection only | Multi family | [9 empty] | Non-Lead
| 100 JUNIPER CIR | Non-lead - Copper | On site inspection only | Galvanized (Iron or Steel) | No | On site inspection only | Multi family | [9 empty] | Non-Lead
| 200 JUNIPER CIR | Non-lead - Copper | On site inspection only | Galvanized (Iron or Steel) | No | On site inspection only | Multi family | [9 empty] | Non-Lead
| 300 JUNIPER CIR | Non-lead - Copper | On site inspection only | Galvanized (Iron or Steel) | No | On site inspection only | Multi family | [9 empty] | Non-Lead
| 1999 JANSEN WAY | Non-lead - 2+ inches | On site inspection only | Non-lead - 2+ inches | No | On site inspection only | Multi family | [9 empty] | Non-Lead
| 2103 COUNTRY CLUB RD | Non-lead - Copper | On site inspection only | Galvanized (Iron or Steel) | No | On site inspection only | Multi family | [9 empty] | Non-Lead
| 311 S EVERGREEN RD A | Non-lead - Copper | On site inspection only | Non-lead - Copper | No | On site inspection only | Multi family | [9 empty] | Non-Lead
| 311 S EVERGREEN RD B | Non-lead - Copper | On site inspection only | Non-lead - Copper | No | On site inspection only | Multi family | [9 empty] | Non-Lead
| 311 S EVERGREEN RD C | Non-lead - Copper | On site inspection only | Non-lead - Copper | No | On site inspection only | Multi family | [9 empty] | Non-Lead
| 311 S EVERGREEN RD E | Non-lead - Copper | On site inspection only | Non-lead - Copper | No | On site inspection only | Multi family | [9 empty] | Non-Lead
| 311 S EVERGREEN RD D | Non-lead - Copper | On site inspection only | Non-lead - Copper | No | On site inspection only | Multi family | [9 empty] | Non-Lead
| 311 S EVERGREEN RD F | Non-lead - Copper | On site inspection only | Non-lead - Copper | No | On site inspection only | Multi family | [9 empty] | Non-Lead
| 311 S EVERGREEN RD H | Non-lead - Copper | On site inspection only | Non-lead - Copper | No | On site inspection only | Multi family | [9 empty] | Non-Lead
| 311 S EVERGREEN RD G | Non-lead - Copper | On site inspection only | Non-lead - Copper | No | On site inspection only | Multi family | [9 empty] | Non-Lead
| 311 S EVERGREEN RD T | Non-lead - Copper | On site inspection only | Non-lead - Copper | No | On site inspection only | Multi family | [9 empty] | Non-Lead
| 311 S EVERGREEN RD S | Non-lead - Copper | On site inspection only | Non-lead - Copper | No | On site inspection only | Multi family | [9 empty] | Non-Lead
| 311 S EVERGREEN RD L | Non-lead - Copper | On site inspection only | Non-lead - Copper | No | On site inspection only | Multi family | [9 empty] | Non-Lead
| 311 S EVERGREEN RD J | Non-lead - Copper | On site inspection only | Non-lead - Copper | No | On site inspection only | Multi family | [9 empty] | Non-Lead
| 311 S EVERGREEN RD I | Non-lead - Copper | On site inspection only | Non-lead - Copper | No | On site inspection only | Multi family | [9 empty] | Non-Lead
| 311 S EVERGREEN RD K | Non-lead - Copper | On site inspection only | Non-lead - Copper | No | On site inspection only | Multi family | [9 empty] | Non-Lead
| 311 S EVERGREEN RD N | Non-lead - Copper | On site inspection only | Non-lead - Copper | No | On site inspection only | Multi family | [9 empty] | Non-Lead
| 311 S EVERGREEN RD O | Non-lead - Copper | On site inspection only | Non-lead - Copper | No | On site inspection only | Multi family | [9 empty] | Non-Lead
| 311 S EVERGREEN RD R | Non-lead - Copper | On site inspection only | Non-lead - Copper | No | On site inspection only | Multi family | [9 empty] | Non-Lead
| 311 S EVERGREEN RD P | Non-lead - Copper | On site inspection only | Non-lead - Copper | No | On site inspection only | Multi family | [9 empty] | Non-Lead
| 311 S EVERGREEN RD M | Non-lead - Copper | On site inspection only | Non-lead - Copper | No | On site inspection only | Multi family | [9 empty] | Non-Lead
| 311 S EVERGREEN RD Q | Non-lead - Copper | On site inspection only | Non-lead - Copper | No | On site inspection only | Multi family | [9 empty] | Non-Lead
| 2345 W HAYES ST A | Non-lead - Copper | On site inspection only | Non-lead - Copper | No | On site inspection only | Multi family | [9 empty] | Non-Lead
| 2373 W HAYES ST B | Non-lead - Copper | On site inspection only | Non-lead - Copper | No | On site inspection only | Multi family | [9 empty] | Non-Lead
| 2371 W HAYES ST C | Non-lead - Copper | On site inspection only | Non-lead - Copper | No | On site inspection only | Multi family | [9 empty] | Non-Lead
| 2367 W HAYES ST D | Non-lead - Copper | On site inspection only | Non-lead - Copper | No | On site inspection only | Multi family | [9 empty] | Non-Lead
| 2363 W HAYES ST E | Non-lead - Copper | On site inspection only | Non-lead - Copper | No | On site inspection only | Multi family | [9 empty] | Non-Lead
| 2355 W HAYES ST F | Non-lead - Copper | On site inspection only | Non-lead - Copper | No | On site inspection only | Multi family | [9 empty] | Non-Lead
| 2359 W HAYES ST G | Non-lead - Copper | On site inspection only | Non-lead - Copper | No | On site inspection only | Multi family | [9 empty] | Non-Lead
| 2357 W HAYES ST H | Non-lead - Copper | On site inspection only | Non-lead - Copper | No | On site inspection only | Multi family | [9 empty] | Non-Lead
| 2347 W HAYES ST I | Non-lead - Copper | On site inspection only | Non-lead - Copper | No | On site inspection only | Multi family | [9 empty] | Non-Lead
| 703 EVERGREEN RD | Non-lead - 2+ inches | On site inspection only | Galvanized (Iron or Steel) | No | On site inspection only | Multi family | [9 empty] | Non-Lead
| 770 EVERGREEN RD | Non-lead - Copper | On site inspection only | Non-lead - Copper | No | On site inspection only | Multi family | [9 empty] | Non-Lead
| 798 EVERGREEN RD | Non-lead - 2+ inches | On site inspection only | Non-lead - Copper | No | On site inspection only | Multi family | [9 empty] | Non-Lead
| 780-790 EVERGREEN RD | Non-lead - Copper | On site inspection only | Non-lead - Copper | No | On site inspection only | Multi family | [9 empty] | Non-Lead
| 794 EVERGREEN RD | Non-lead - Copper | On site inspection only | Non-lead - Copper | No | On site inspection only | Multi family | [9 empty] | Non-Lead
| 950 EVERGREEN RD | Non-lead - 2+ inches | On site inspection only | Galvanized (Iron or Steel) | No | On site inspection only | Multi family | [9 empty] | Non-Lead
| 155 S EVERGREEN RD | Non-lead - Copper | On site inspection only | Non-lead - Copper | No | On site inspection only | Multi family | [9 empty] | Non-Lead
| 155 S EVERGREEN RD | Non-lead - Copper | On site inspection only | Non-lead - Copper | No | On site inspection only | Multi family | [9 empty] | Non-Lead
| 155 S EVERGREEN RD | Non-lead - Copper | On site inspection only | Non-lead - Copper | No | On site inspection only | Multi family | [9 empty] | Non-Lead
| 155 S EVERGREEN RD | Non-lead - Copper | On site inspection only | Non-lead - Copper | No | On site inspection only | Multi family | [9 empty] | Non-Lead
| 155 S EVERGREEN RD | Non-lead - Copper | On site inspection only | Non-lead - Copper | No | On site inspection only | Multi family | [9 empty] | Non-Lead
| 155 S EVERGREEN RD | Non-lead - Copper | On site inspection only | Non-lead - Copper | No | On site inspection only | Multi family | [9 empty] | Non-Lead
| 300 S EVERGREEN RD A | Non-lead - Copper | On site inspection only | Non-lead - Copper | No | On site inspection only | Multi family | [9 empty] | Non-Lead
| 300 S EVERGREEN RD B | Non-lead - Copper | On site inspection only | Non-lead - Copper | No | On site inspection only | Multi family | [9 empty] | Non-Lead
| 300 S EVERGREEN RD E | Non-lead - Copper | On site inspection only | Non-lead - Copper | No | On site inspection only | Multi family | [9 empty] | Non-Lead
| 300 S EVERGREEN RD F | Non-lead - Copper | On site inspection only | Non-lead - Copper | No | On site inspection only | Multi family | [9 empty] | Non-Lead
| 300 S EVERGREEN RD G | Non-lead - Copper | On site inspection only | Non-lead - Copper | No | On site inspection only | Multi family | [9 empty] | Non-Lead
| 300 S EVERGREEN RD H | Non-lead - Copper | On site inspection only | Non-lead - Copper | No | On site inspection only | Multi family | [9 empty] | Non-Lead
| 300 S EVERGREEN RD J | Non-lead - Copper | On site inspection only | Non-lead - Copper | No | On site inspection only | Multi family | [9 empty] | Non-Lead
| 300 S EVERGREEN RD K | Non-lead - Copper | On site inspection only | Non-lead - Copper | No | On site inspection only | Multi family | [9 empty] | Non-Lead
| 300 S EVERGREEN RD L | Non-lead - Copper | On site inspection only | Non-lead - Copper | No | On site inspection only | Multi family | [9 empty] | Non-Lead
| 300 S EVERGREEN RD M | Non-lead - Copper | On site inspection only | Non-lead - Copper | No | On site inspection only | Multi family | [9 empty] | Non-Lead
| 300 S EVERGREEN RD O | Non-lead - Copper | On site inspection only | Non-lead - Copper | No | On site inspection only | Multi family | [9 empty] | Non-Lead
| 943 N CASCADE DR | Non-lead - Copper | On site inspection only | Galvanized (Iron or Steel) | No | On site inspection only | Multi family | [9 empty] | Non-Lead
| 950 N CASCADE DR | Non-lead - Other | On site inspection only | Non-lead - Other | No | On site inspection only | Multi family | [9 empty] | Non-Lead
| 950 N CASCADE DR | Non-lead - 2+ inches | On site inspection only | Non-lead - Other | No | On site inspection only | Multi family | [9 empty] | Non-Lead
| 950 N CASCADE DR | Non-lead - 2+ inches | On site inspection only | Non-lead - Other | No | On site inspection only | Multi family | [9 empty] | Non-Lead
| 1890 NEWBERG HWY | Non-lead - Copper | On site inspection only | Non-lead - Copper | No | On site inspection only | Multi family | [9 empty] | Non-Lead
| 1231 W LINCOLN ST | Non-lead - 2+ inches | On site inspection only | Non-lead - Copper | No | On site inspection only | Multi family | [9 empty] | Non-Lead
| 1219 W LINCOLN ST | Non-lead - 2+ inches | On site inspection only | Non-lead - Copper | No | On site inspection only | Multi family | [9 empty] | Non-Lead
| 1274 FIFTH ST BLDG #1 | Non-lead - Copper | On site inspection only | Non-lead - Copper | No | Both records and inspection | Multi family | [9 empty] | Non-Lead
| 1274 FIFTH ST BLDG #2 | Non-lead - Copper | On site inspection only | Non-lead - Copper | No | Both records and inspection | Multi family | [9 empty] | Non-Lead
| 1274 FIFTH ST BLDG #4 | Non-lead - Copper | On site inspection only | Non-lead - Copper | No | Both records and inspection | Multi family | [9 empty] | Non-Lead
| 1274 FIFTH ST BLDG #5 | Non-lead - Copper | On site inspection only | Non-lead - Copper | No | Both records and inspection | Multi family | [9 empty] | Non-Lead
| 1274 FIFTH ST BLDG #6 | Non-lead - Copper | On site inspection only | Non-lead - Copper | No | Both records and inspection | Multi family | [9 empty] | Non-Lead
| 1274 FIFTH ST BLDG #7 | Non-lead - Copper | On site inspection only | Non-lead - Copper | No | Both records and inspection | Multi family | [9 empty] | Non-Lead
| 1274 FIFTH ST BLDG #8 | Non-lead - Copper | On site inspection only | Non-lead - Copper | No | Both records and inspection | Multi family | [9 empty] | Non-Lead
| 1274 FIFTH ST BLDG #9 | Non-lead - Copper | On site inspection only | Non-lead - Copper | No | Both records and inspection | Multi family | [9 empty] | Non-Lead
| 1274 FIFTH ST BLDG #10 | Non-lead - Copper | On site inspection only | Non-lead - Copper | No | Both records and inspection | Multi family | [9 empty] | Non-Lead
| 1274 FIFTH ST BLDG #11 | Non-lead - Copper | On site inspection only | Non-lead - Copper | No | Both records and inspection | Multi family | [9 empty] | Non-Lead
| 1274 FIFTH ST BLDG #12 | Non-lead - Copper | On site inspection only | Non-lead - Copper | No | Both records and inspection | Multi family | [9 empty] | Non-Lead
| 1274 FIFTH ST BLDG #13 | Non-lead - Copper | On site inspection only | Non-lead - Copper | No | Both records and inspection | Multi family | [9 empty] | Non-Lead
| 1274 FIFTH ST BLDG #14 | Non-lead - Copper | On site inspection only | Non-lead - Copper | No | Both records and inspection | Multi family | [9 empty] | Non-Lead
| 1274 FIFTH ST BLDG #15 | Non-lead - Copper | On site inspection only | Non-lead - Copper | No | Both records and inspection | Multi family | [9 empty] | Non-Lead
| 1274 FIFTH ST BLDG #16 | Non-lead - Copper | On site inspection only | Non-lead - Copper | No | Both records and inspection | Multi family | [9 empty] | Non-Lead
| 1274 FIFTH ST BLDG #17 | Non-lead - Copper | On site inspection only | Non-lead - Copper | No | Both records and inspection | Multi family | [9 empty] | Non-Lead
| 1274 FIFTH ST BLDG #18 | Non-lead - Copper | On site inspection only | Non-lead - Copper | No | Both records and inspection | Multi family | [9 empty] | Non-Lead
| 1274 FIFTH ST BLDG #20 | Non-lead - Copper | On site inspection only | Non-lead - Copper | No | Both records and inspection | Multi family | [9 empty] | Non-Lead
| 1274 FIFTH ST BLDG #19 | Non-lead - Copper | On site inspection only | Non-lead - Copper | No | Both records and inspection | Multi family | [9 empty] | Non-Lead
| 1274 FIFTH ST BLDG #21 | Non-lead - Copper | On site inspection only | Non-lead - Copper | No | Both records and inspection | Multi family | [9 empty] | Non-Lead
| 1274 FIFTH ST BLDG #22 | Non-lead - Copper | On site inspection only | Non-lead - Copper | No | Both records and inspection | Multi family | [9 empty] | Non-Lead
| 1274 FIFTH ST BLDG #23 | Non-lead - Copper | On site inspection only | Non-lead - Copper | No | Both records and inspection | Multi family | [9 empty] | Non-Lead
| 2325 N BOONES FERRY RD | Non-lead - Copper | On site inspection only | Galvanized (Iron or Steel) | No | On site inspection only | Multi family | [9 empty] | Non-Lead
| 1580 NEWBERG HWY | Non-lead - 2+ inches | On site inspection only | Galvanized (Iron or Steel) | No | On site inspection only | Multi family | [9 empty] | Non-Lead
| 1210 NEWBERG HWY | Non-lead - Copper | On site inspection only | Non-lead - Copper | No | On site inspection only | Multi family | [9 empty] | Non-Lead
| 1341 W HAYES ST | Non-lead - Copper | On site inspection only | Non-lead - Copper | No | On site inspection only | Multi family | [9 empty] | Non-Lead
| 606 HALL ST | Non-lead - Copper | On site inspection only | Non-lead - Copper | No | On site inspection only | Multi family | [9 empty] | Non-Lead
| 800 KIRKSEY ST | Non-lead - 2+ inches | On site inspection only | Non-lead - Plastic | No | On site inspection only | Multi family | [9 empty] | Non-Lead
| 162 GRANT ST | Non-lead - Copper | On site inspection only | Galvanized (Iron or Steel) | No | On site inspection only | Multi family | [9 empty] | Non-Lead
| 132-154 S FIRST ST | Non-lead - Copper | On site inspection only | Galvanized (Iron or Steel) | No | On site inspection only | Multi family | [9 empty] | Non-Lead
| 367 W CLEVELAND ST | Non-lead - Copper | On site inspection only | Non-lead - Plastic | No | On site inspection only | Multi family | [9 empty] | Non-Lead
| 367 W CLEVELAND ST | Non-lead - Copper | On site inspection only | Non-lead - Plastic | No | On site inspection only | Multi family | [9 empty] | Non-Lead
| 195 THIRD ST | Non-lead - Copper | On site inspection only | Galvanized (Iron or Steel) | No | On site inspection only | Multi family | [9 empty] | Non-Lead
| 1188 FIFTH ST | Non-lead - Copper | On site inspection only | Galvanized (Iron or Steel) | No | On site inspection only | Multi family | [9 empty] | Non-Lead
| 1220 FIFTH ST | Non-lead - 2+ inches | On site inspection only | Galvanized (Iron or Steel) | No | On site inspection only | Multi family | [9 empty] | Non-Lead
| 555 N SETTLEMIER AVE | Non-lead - Copper | On site inspection only | Non-lead - Copper | No | On site inspection only | Multi family | [9 empty] | Non-Lead
| 1123-1125 THIRD ST | Non-lead - Copper | On site inspection only | Galvanized (Iron or Steel) | No | On site inspection only | Multi family | [9 empty] | Non-Lead
| 1060 THIRD ST | Non-lead - Copper | On site inspection only | Galvanized (Iron or Steel) | No | On site inspection only | Multi family | [9 empty] | Non-Lead
| 1040-1050 THIRD ST | Non-lead - Copper | On site inspection only | Galvanized (Iron or Steel) | No | On site inspection only | Multi family | [9 empty] | Non-Lead
| 723 N SECOND ST | Non-lead - Copper | On site inspection only | Galvanized (Iron or Steel) | No | On site inspection only | Multi family | [9 empty] | Non-Lead
| 1300 N SECOND ST | Non-lead - 2+ inches | On site inspection only | Galvanized (Iron or Steel) | No | On site inspection only | Multi family | [9 empty] | Non-Lead
| 1200 COUNTRY CLUB RD | Non-lead - 2+ inches | On site inspection only | Non-lead - 2+ inches | No | On site inspection only | Multi family | [9 empty] | Non-Lead
| 1200 COUNTRY CLUB RD | Non-lead - 2+ inches | On site inspection only | Non-lead - 2+ inches | No | On site inspection only | Multi family | [9 empty] | Non-Lead
| 749-755 N FRONT ST | Non-lead - Copper | On site inspection only | Non-lead - Copper | No | On site inspection only | Multi family | [9 empty] | Non-Lead
| 1601 N FRONT ST A | Non-lead - Copper | Both records and inspection | Non-lead - Copper | No | Both records and inspection | Multi family | [9 empty] | Non-Lead
| 1601 N FRONT ST B | Non-lead - Copper | Both records and inspection | Non-lead - Copper | No | Both records and inspection | Multi family | [9 empty] | Non-Lead
| 1601 N FRONT ST C | Non-lead - Copper | Both records and inspection | Non-lead - Copper | No | Both records and inspection | Multi family | [9 empty] | Non-Lead
| 1601 N FRONT ST D | Non-lead - Copper | Both records and inspection | Non-lead - Copper | No | Both records and inspection | Multi family | [9 empty] | Non-Lead
| 1601 N FRONT ST E | Non-lead - Copper | Both records and inspection | Non-lead - Copper | No | Both records and inspection | Multi family | [9 empty] | Non-Lead
| 1601 N FRONT ST F | Non-lead - Copper | Both records and inspection | Non-lead - Copper | No | Both records and inspection | Multi family | [9 empty] | Non-Lead
| 1601 N FRONT ST G | Non-lead - Copper | Both records and inspection | Non-lead - Copper | No | Both records and inspection | Multi family | [9 empty] | Non-Lead
| 477 BROADWAY ST | Non-lead - Copper | On site inspection only | Galvanized (Iron or Steel) | No | On site inspection only | Multi family | [9 empty] | Non-Lead
| 245 OSWALD ST | Non-lead - Copper | On site inspection only | Galvanized (Iron or Steel) | No | On site inspection only | Multi family | [9 empty] | Non-Lead
| 1380 HARDCASTLE AVE | Non-lead - Copper | On site inspection only | Non-lead - Copper | No | On site inspection only | Multi family | [9 empty] | Non-Lead
| 825 CAROL ST | Non-lead - Copper | On site inspection only | Galvanized (Iron or Steel) | No | On site inspection only | Multi family | [9 empty] | Non-Lead
| 1245-1255 E LINCOLN ST | Non-lead - 2+ inches | On site inspection only | Galvanized (Iron or Steel) | No | On site inspection only | Multi family | [9 empty] | Non-Lead
| 1245-1255 E LINCOLN ST | Non-lead - Copper | On site inspection only | Galvanized (Iron or Steel) | No | On site inspection only | Multi family | [9 empty] | Non-Lead
| 1245-1255 E LINCOLN ST | Non-lead - Other | On site inspection only | Non-lead - Other | No | On site inspection only | Multi family | [9 empty] | Non-Lead
| 1030 PARK AVE | Non-lead - 2+ inches | On site inspection only | Galvanized (Iron or Steel) | No | On site inspection only | Multi family | [9 empty] | Non-Lead
| 1007 PARK AVE | Non-lead - Copper | On site inspection only | Galvanized (Iron or Steel) | No | On site inspection only | Multi family | [9 empty] | Non-Lead
| 1005 PARK AVE | Non-lead - Copper | On site inspection only | Galvanized (Iron or Steel) | No | On site inspection only | Multi family | [9 empty] | Non-Lead
| 1003 PARK AVE | Non-lead - Copper | On site inspection only | Galvanized (Iron or Steel) | No | On site inspection only | Multi family | [9 empty] | Non-Lead
| 1129 E LINCOLN ST | Non-lead - Copper | On site inspection only | Non-lead - Copper | No | On site inspection only | Multi family | [9 empty] | Non-Lead
| 678 CORBY ST | Non-lead - Copper | On site inspection only | Galvanized (Iron or Steel) | No | On site inspection only | Multi family | [9 empty] | Non-Lead
| 671 CORBY ST | Non-lead - Copper | On site inspection only | Non-lead - Plastic | No | On site inspection only | Multi family | [9 empty] | Non-Lead
| 939 CORBY ST | Non-lead - Copper | On site inspection only | Galvanized (Iron or Steel) | No | On site inspection only | Multi family | [9 empty] | Non-Lead
| 750 HARDCASTLE AVE | Non-lead - Copper | On site inspection only | Galvanized (Iron or Steel) | No | On site inspection only | Multi family | [9 empty] | Non-Lead
| 960-966 HARDCASTLE AVE | Non-lead - Copper | On site inspection only | Galvanized (Iron or Steel) | No | On site inspection only | Multi family | [9 empty] | Non-Lead
| 1401-1403 HARDCASTLE AVE | Non-lead - Copper | On site inspection only | Non-lead - Plastic | No | On site inspection only | Multi family | [9 empty] | Non-Lead
| 1405-1407 HARDCASTLE AVE | Non-lead - Copper | On site inspection only | Non-lead - Plastic | No | On site inspection only | Multi family | [9 empty] | Non-Lead
| 1413-1415 HARDCASTLE AVE | Non-lead - Copper | On site inspection only | Non-lead - Plastic | No | On site inspection only | Multi family | [9 empty] | Non-Lead
| 1193-1195 HARDCASTLE AVE | Non-lead - Copper | On site inspection only | Galvanized (Iron or Steel) | No | On site inspection only | Multi family | [9 empty] | Non-Lead
| 1187-1189 HARDCASTLE AVE | Non-lead - Copper | On site inspection only | Galvanized (Iron or Steel) | No | On site inspection only | Multi family | [9 empty] | Non-Lead
| 1155 HARDCASTLE AVE | Non-lead - Copper | On site inspection only | Non-lead - Copper | No | On site inspection only | Multi family | [9 empty] | Non-Lead
| 1740 PARK AVE | Non-lead - 2+ inches | On site inspection only | Non-lead - 2+ inches | No | On site inspection only | Multi family | [9 empty] | Non-Lead
| 1208 JAMES ST | Non-lead - Copper | On site inspection only | Non-lead - Copper | No | On site inspection only | Multi family | [9 empty] | Non-Lead
| 1252 JAMES ST | Non-lead - Copper | On site inspection only | Non-lead - Copper | No | On site inspection only | Multi family | [9 empty] | Non-Lead
| 1570-1590 JAMES ST | Non-lead - 2+ inches | On site inspection only | Non-lead - 2+ inches | No | On site inspection only | Multi family | [9 empty] | Non-Lead
| 1570-1590 JAMES ST | Non-lead - Copper | On site inspection only | Non-lead - Plastic | No | On site inspection only | Multi family | [9 empty] | Non-Lead
| 1435-1445 ALEXANDRA AVE | Non-lead - Copper | On site inspection only | Non-lead - Copper | No | On site inspection only | Multi family | [9 empty] | Non-Lead
| 1730 TIERRA LYNN DR | Non-lead - Copper | On site inspection only | Non-lead - Copper | No | On site inspection only | Multi family | [9 empty] | Non-Lead
| 1345-1355 AMY CT | Non-lead - Copper | On site inspection only | Non-lead - Copper | No | On site inspection only | Multi family | [9 empty] | Non-Lead
| 1750 PARK AVE BLDG A | Non-lead - 2+ inches | On site inspection only | Non-lead - 2+ inches | No | On site inspection only | Multi family | [9 empty] | Non-Lead
| 1750 PARK AVE BLDG A | Non-lead - 2+ inches | On site inspection only | Non-lead - 2+ inches | No | On site inspection only | Multi family | [9 empty] | Non-Lead
| 1340 TIERRA LYNN DR | Non-lead - Copper | On site inspection only | Non-lead - Copper | No | On site inspection only | Multi family | [9 empty] | Non-Lead
| 1375 TIERRA LYNN DR | Non-lead - Copper | On site inspection only | Non-lead - Copper | No | On site inspection only | Multi family | [9 empty] | Non-Lead
| 1281 JAMES ST | Non-lead - Copper | On site inspection only | Non-lead - Copper | No | On site inspection only | Multi family | [9 empty] | Non-Lead
| 1259 JAMES ST | Non-lead - Copper | On site inspection only | Non-lead - Copper | No | On site inspection only | Multi family | [9 empty] | Non-Lead
| 1215 JAMES ST | Non-lead - Copper | On site inspection only | Non-lead - Copper | No | On site inspection only | Multi family | [9 empty] | Non-Lead
| 1025 PARK AVE A100-A | Non-lead - Copper | On site inspection only | Non-lead - Copper | No | On site inspection only | Multi family | [9 empty] | Non-Lead
| 1025 PARK AVE A100-B | Non-lead - Copper | On site inspection only | Non-lead - Copper | No | On site inspection only | Multi family | [9 empty] | Non-Lead
| 1025 PARK AVE B200 | Non-lead - Copper | On site inspection only | Non-lead - Copper | No | On site inspection only | Multi family | [9 empty] | Non-Lead
| 1025 PARK AVE C300 | Non-lead - Copper | On site inspection only | Non-lead - Copper | No | On site inspection only | Multi family | [9 empty] | Non-Lead
| 1025 PARK AVE D600 | Non-lead - Copper | On site inspection only | Non-lead - Copper | No | On site inspection only | Multi family | [9 empty] | Non-Lead
| 1025 PARK AVE E700 | Non-lead - Copper | On site inspection only | Non-lead - Copper | No | On site inspection only | Multi family | [9 empty] | Non-Lead
| 1025 PARK AVE F900 | Non-lead - Copper | On site inspection only | Non-lead - Copper | No | On site inspection only | Multi family | [9 empty] | Non-Lead
| 417 GATCH ST | Non-lead - Copper | On site inspection only | Non-lead - Copper | No | On site inspection only | Multi family | [9 empty] | Non-Lead
| 290 GATCH ST | Non-lead - Copper | On site inspection only | Non-lead - Copper | No | On site inspection only | Multi family | [9 empty] | Non-Lead
| 1051 BRYAN ST | Non-lead - Copper | On site inspection only | Non-lead - Copper | No | On site inspection only | Multi family | [9 empty] | Non-Lead
| 891 BLAINE ST | Non-lead - Copper | On site inspection only | Non-lead - Copper | No | On site inspection only | Multi family | [9 empty] | Non-Lead
| 891 YOUNG ST | Non-lead - Copper | On site inspection only | Non-lead - Copper | No | On site inspection only | Multi family | [9 empty] | Non-Lead
| 811 YOUNG ST | Non-lead - Copper | On site inspection only | Non-lead - Copper | No | On site inspection only | Multi family | [9 empty] | Non-Lead
| 669 YOUNG ST | Non-lead - Copper | On site inspection only | Non-lead - Copper | No | On site inspection only | Multi family | [9 empty] | Non-Lead
| 601 YOUNG ST | Non-lead - Copper | On site inspection only | Non-lead - Copper | No | On site inspection only | Multi family | [9 empty] | Non-Lead
| 602 YOUNG ST | Non-lead - Copper | On site inspection only | Non-lead - Copper | No | On site inspection only | Multi family | [9 empty] | Non-Lead
| 109 GATCH ST | Non-lead - Copper | On site inspection only | Non-lead - Copper | No | On site inspection only | Multi family | [9 empty] | Non-Lead
| 100 GATCH ST | Non-lead - Copper | On site inspection only | Non-lead - Copper | No | On site inspection only | Multi family | [9 empty] | Non-Lead
| 910 YOUNG ST | Non-lead - Copper | On site inspection only | Non-lead - Copper | No | On site inspection only | Multi family | [9 empty] | Non-Lead
| 1469 PARK AVE | Non-lead - Copper | On site inspection only | Non-lead - Copper | No | On site inspection only | Multi family | [9 empty] | Non-Lead
| 1469 PARK AVE | Non-lead - Copper | On site inspection only | Non-lead - Copper | No | On site inspection only | Multi family | [9 empty] | Non-Lead
| 1469 PARK AVE | Non-lead - Copper | On site inspection only | Non-lead - Copper | No | On site inspection only | Multi family | [9 empty] | Non-Lead
| 1462-1468 E CLEVELAND ST | Non-lead - Copper | On site inspection only | Non-lead - Copper | No | On site inspection only | Multi family | [9 empty] | Non-Lead
| 1398 E CLEVELAND ST A | Non-lead - 2+ inches | On site inspection only | Non-lead - Plastic | No | On site inspection only | Multi family | [9 empty] | Non-Lead
| 1398 E CLEVELAND ST B | Non-lead - 2+ inches | On site inspection only | Non-lead - Plastic | No | On site inspection only | Multi family | [9 empty] | Non-Lead
| 1398 E CLEVELAND ST C | Non-lead - 2+ inches | On site inspection only | Non-lead - Plastic | No | On site inspection only | Multi family | [9 empty] | Non-Lead
| 1398 E CLEVELAND ST D | Non-lead - 2+ inches | On site inspection only | Non-lead - Plastic | No | On site inspection only | Multi family | [9 empty] | Non-Lead
| 1398 E CLEVELAND ST E | Non-lead - 2+ inches | On site inspection only | Non-lead - Plastic | No | On site inspection only | Multi family | [9 empty] | Non-Lead
| 1058 E CLEVELAND ST | Non-lead - Copper | On site inspection only | Non-lead - Copper | No | On site inspection only | Multi family | [9 empty] | Non-Lead
| 1530 LAUREL AVE | Non-lead - Copper | On site inspection only | Non-lead - Copper | No | On site inspection only | Multi family | [9 empty] | Non-Lead
| 1505-1507 BLAINE ST | Non-lead - Copper | On site inspection only | Non-lead - Copper | No | On site inspection only | Multi family | [9 empty] | Non-Lead
| 1605 E LINCOLN RD | Non-lead - 2+ inches | On site inspection only | Non-lead - 2+ inches | No | On site inspection only | Multi family | [9 empty] | Non-Lead
| 1190 N PACIFIC HWY | Non-lead - Copper | On site inspection only | Non-lead - Copper | No | On site inspection only | Multi family | [9 empty] | Non-Lead
| 1310 N PACIFIC HWY | Non-lead - Copper | On site inspection only | Non-lead - Copper | No | On site inspection only | Multi family | [9 empty] | Non-Lead
| 203 N PACIFIC HWY | Non-lead - Copper | On site inspection only | Non-lead - Copper | No | On site inspection only | Multi family | [9 empty] | Non-Lead
| 2145 MOLALLA RD | Non-lead - Copper | On site inspection only | Non-lead - Copper | No | On site inspection only | Multi family | [9 empty] | Non-Lead
| 2145 MOLALLA RD | Non-lead - Copper | On site inspection only | Non-lead - Copper | No | On site inspection only | Multi family | [9 empty] | Non-Lead
| 2145 MOLALLA RD | Non-lead - Copper | On site inspection only | Non-lead - Copper | No | On site inspection only | Multi family | [9 empty] | Non-Lead
| 1034-1035 DUNN CT | Not PWS owned | Records only | Unknown | Unknown | Records only | Multi family | [9 empty] | Unknown
| 1040-1044 DUNN CT | Not PWS owned | Records only | Unknown | Unknown | Records only | Multi family | [9 empty] | Unknown
| 1041-1045 DUNN CT | Not PWS owned | Records only | Unknown | Unknown | Records only | Multi family | [9 empty] | Unknown
| 1050-1054 DUNN CT | Not PWS owned | Records only | Unknown | Unknown | Records only | Multi family | [9 empty] | Unknown
| 1051-1055 DUNN CT | Not PWS owned | Records only | Unknown | Unknown | Records only | Multi family | [9 empty] | Unknown
| 1060-1064 DUNN CT | Not PWS owned | Records only | Unknown | Unknown | Records only | Multi family | [9 empty] | Unknown
| 1061-1065 DUNN CT | Not PWS owned | Records only | Unknown | Unknown | Records only | Multi family | [9 empty] | Unknown
| 1071-1075 DUNN CT | Not PWS owned | Records only | Unknown | Unknown | Records only | Multi family | [9 empty] | Unknown
| 1080-1084 DUNN CT | Not PWS owned | Records only | Unknown | Unknown | Records only | Multi family | [9 empty] | Unknown
| 1081-1085 DUNN CT | Not PWS owned | Records only | Unknown | Unknown | Records only | Multi family | [9 empty] | Unknown
| 1343 TEN OAKS LN | Non-lead - Copper | On site inspection only | Non-lead - Copper | No | On site inspection only | Single family | [9 empty] | Non-Lead
| 1560 HARDCASTLE AVE | Non-lead - Copper | On site inspection only | Non-lead - Copper | No | On site inspection only | Single family | [9 empty] | Non-Lead
| 1032 WILLIAMS AVE | Non-lead - Copper | On site inspection only | Non-lead - Copper | No | On site inspection only | Single family | [9 empty] | Non-Lead
| 245 BOEAN LN | Non-lead - Copper | On site inspection only | Non-lead - Copper | No | On site inspection only | Single family | [9 empty] | Non-Lead
| 2384 MERIDIAN DR | Non-lead - Copper | On site inspection only | Non-lead - Copper | No | On site inspection only | Single family | [9 empty] | Non-Lead
| 1330 HAMPTON WAY | Non-lead - Copper | On site inspection only | Non-lead - Copper | No | On site inspection only | Single family | [9 empty] | Non-Lead
| 1743 W LINCOLN ST | Non-lead - Copper | On site inspection only | Non-lead - Copper | No | On site inspection only | Single family | [9 empty] | Non-Lead
| 3213 MCNAUGHT ST | Non-lead - Copper | On site inspection only | Non-lead - Copper | No | On site inspection only | Single family | [9 empty] | Non-Lead
| 2800 CITADEL ST | Non-lead - Copper | On site inspection only | Non-lead - Copper | No | On site inspection only | Single family | [9 empty] | Non-Lead
| 1365 DAYLILY ST | Non-lead - Copper | On site inspection only | Non-lead - Plastic | No | On site inspection only | Single family | [9 empty] | Non-Lead
| 590 WHEAT ST | Non-lead - Copper | On site inspection only | Non-lead - Plastic | No | On site inspection only | Single family | [9 empty] | Non-Lead
| 354 AKSENIA ST | Non-lead - Copper | On site inspection only | Non-lead - Copper | No | On site inspection only | Single family | [9 empty] | Non-Lead
| 2736 STANFORD ST | Non-lead - Copper | On site inspection only | Non-lead - Copper | No | On site inspection only | Single family | [9 empty] | Non-Lead
| 1118 N FIRST ST | Non-lead - Copper | On site inspection only | Non-lead - Copper | No | On site inspection only | Single family | [9 empty] | Non-Lead
| 1231 ROBERT ST | Non-lead - Copper | On site inspection only | Non-lead - Copper | No | On site inspection only | Single family | [9 empty] | Non-Lead
| 645 BROWN ST | Non-lead - Copper | On site inspection only | Non-lead - Copper | No | On site inspection only | Single family | [9 empty] | Non-Lead
| 1250 HARDCASTLE AVE | Non-lead - Copper | On site inspection only | Non-lead - Copper | No | On site inspection only | Single family | [9 empty] | Non-Lead
| 623 LEASURE ST | Non-lead - Copper | On site inspection only | Non-lead - Copper | No | On site inspection only | Single family | [9 empty] | Non-Lead
| 1105 GREENVIEW DR | Non-lead - Copper | On site inspection only | Non-lead - Copper | No | On site inspection only | Single family | [9 empty] | Non-Lead
| 870 GATCH ST | Non-lead - Copper | On site inspection only | Non-lead - Copper | No | On site inspection only | Single family | [9 empty] | Non-Lead
| 645 HARRISON ST | Non-lead - Copper | On site inspection only | Non-lead - Copper | No | On site inspection only | Single family | [9 empty] | Non-Lead
| 3545 SWEETWATER AVE | Non-lead - Copper | On site inspection only | Non-lead - Copper | No | On site inspection only | Single family | [9 empty] | Non-Lead
| 252 HARDCASTLE AVE | Non-lead - Copper | On site inspection only | Non-lead - Copper | No | On site inspection only | Single family | [9 empty] | Non-Lead
| 902 MCCALLUM LN | Non-lead - Copper | On site inspection only | Non-lead - Plastic | No | On site inspection only | Single family | [9 empty] | Non-Lead
| 1478 ARLINGTON AVE | Non-lead - Copper | On site inspection only | Non-lead - Copper | No | On site inspection only | Single family | [9 empty] | Non-Lead
| 2510 PATRIOT ST | Non-lead - Copper | On site inspection only | Non-lead - Copper | No | On site inspection only | Single family | [9 empty] | Non-Lead
| 1225 KOTKA ST | Non-lead - Copper | On site inspection only | Non-lead - Copper | No | On site inspection only | Single family | [9 empty] | Non-Lead
| 876 YOUNG ST | Non-lead - Copper | On site inspection only | Non-lead - Copper | No | On site inspection only | Single family | [9 empty] | Non-Lead
| 2537 BOSTON ST | Non-lead - Copper | On site inspection only | Non-lead - Copper | No | On site inspection only | Single family | [9 empty] | Non-Lead
| 1346 THOMPSON RD | Non-lead - Copper | On site inspection only | Non-lead - Copper | No | On site inspection only | Single family | [9 empty] | Non-Lead
| 1859 WOODLAND AVE | Non-lead - Copper | On site inspection only | Non-lead - Copper | No | On site inspection only | Single family | [9 empty] | Non-Lead
| 860 OGLE ST | Non-lead - Copper | On site inspection only | Non-lead - Copper | No | On site inspection only | Single family | [9 empty] | Non-Lead
| 1051 KOFFLER AVE | Non-lead - Copper | On site inspection only | Non-lead - Copper | No | On site inspection only | Single family | [9 empty] | Non-Lead
| 397 S SETTLEMIER AVE | Non-lead - Copper | On site inspection only | Non-lead - Copper | No | On site inspection only | Single family | [9 empty] | Non-Lead
| 685 YOUNG ST | Non-lead - Copper | On site inspection only | Non-lead - Copper | No | On site inspection only | Single family | [9 empty] | Non-Lead
| 269 BROWN ST | Non-lead - Copper | On site inspection only | Non-lead - Copper | No | On site inspection only | Single family | [9 empty] | Non-Lead
| 1087 CHURCH ST | Non-lead - Copper | On site inspection only | Non-lead - Copper | No | On site inspection only | Single family | [9 empty] | Non-Lead
| 263 TOUT ST | Non-lead - Copper | On site inspection only | Non-lead - Copper | No | On site inspection only | Single family | [9 empty] | Non-Lead
| 3250 OXFORD ST | Non-lead - Copper | On site inspection only | Non-lead - Copper | No | On site inspection only | Single family | [9 empty] | Non-Lead
| 580 HARDCASTLE AVE | Non-lead - Copper | On site inspection only | Non-lead - Copper | No | On site inspection only | Single family | [9 empty] | Non-Lead
| 1154 KENNEDY ST | Non-lead - Copper | On site inspection only | Non-lead - Copper | No | On site inspection only | Single family | [9 empty] | Non-Lead
| 1858 SMITH DR | Non-lead - Copper | On site inspection only | Non-lead - Copper | No | On site inspection only | Single family | [9 empty] | Non-Lead
| 790 SIXTH ST | Non-lead - Copper | On site inspection only | Non-lead - Copper | No | On site inspection only | Single family | [9 empty] | Non-Lead
| 775 HERMANSON ST | Non-lead - Copper | On site inspection only | Non-lead - Copper | No | On site inspection only | Single family | [9 empty] | Non-Lead
| 1865 BEN BROWN LN | Non-lead - Copper | On site inspection only | Non-lead - Plastic | No | On site inspection only | Single family | [9 empty] | Non-Lead
| 1043 PANA ST | Non-lead - Copper | On site inspection only | Non-lead - Copper | No | On site inspection only | Single family | [9 empty] | Non-Lead
| 2562 EDGEWATER DR | Non-lead - Copper | On site inspection only | Non-lead - Copper | No | On site inspection only | Single family | [9 empty] | Non-Lead
| 185 E LINCOLN ST | Non-lead - Copper | On site inspection only | Non-lead - Copper | No | On site inspection only | Single family | [9 empty] | Non-Lead
| 1184 ASTOR WAY | Non-lead - Copper | On site inspection only | Galvanized (Iron or Steel) | No | On site inspection only | Single family | [9 empty] | Non-Lead
| 552 OGLE ST | Non-lead - Copper | On site inspection only | Non-lead - Copper | No | On site inspection only | Single family | [9 empty] | Non-Lead
| 664 ELM ST | Non-lead - Copper | On site inspection only | Non-lead - Copper | No | On site inspection only | Single family | [9 empty] | Non-Lead
| 1024 ORCHARD LN | Non-lead - Copper | On site inspection only | Non-lead - Copper | No | On site inspection only | Single family | [9 empty] | Non-Lead
| 1645 ECOLA WAY | Non-lead - Copper | On site inspection only | Non-lead - Copper | No | On site inspection only | Single family | [9 empty] | Non-Lead
| 1041 CHURCH ST | Non-lead - Copper | On site inspection only | Galvanized (Iron or Steel) | No | On site inspection only | Single family | [9 empty] | Non-Lead
| 1542 KING WAY | Non-lead - Copper | On site inspection only | Galvanized (Iron or Steel) | No | On site inspection only | Single family | [9 empty] | Non-Lead
| 1482 ASTOR WAY | Non-lead - Copper | On site inspection only | Galvanized (Iron or Steel) | No | On site inspection only | Single family | [9 empty] | Non-Lead
| 967 HARDCASTLE AVE | Non-lead - Copper | On site inspection only | Non-lead - Copper | No | On site inspection only | Single family | [9 empty] | Non-Lead
| 1164 PARK CIR | Non-lead - Copper | On site inspection only | Non-lead - Copper | No | On site inspection only | Single family | [9 empty] | Non-Lead
| 396 PANA CT | Non-lead - Copper | On site inspection only | Non-lead - Copper | No | On site inspection only | Single family | [9 empty] | Non-Lead
| 521 PAULINE ST | Non-lead - Copper | On site inspection only | Non-lead - Copper | No | On site inspection only | Single family | [9 empty] | Non-Lead
| 1408 JUNE CIR | Non-lead - Copper | On site inspection only | Non-lead - Copper | No | On site inspection only | Single family | [9 empty] | Non-Lead
| 890 CHARLES CT | Non-lead - Copper | On site inspection only | Non-lead - Copper | No | On site inspection only | Single family | [9 empty] | Non-Lead
| 1080 KENNEDY ST | Non-lead - Copper | On site inspection only | Non-lead - Plastic | No | On site inspection only | Single family | [9 empty] | Non-Lead
| 507 RYE ST | Non-lead - Copper | On site inspection only | Non-lead - Plastic | No | On site inspection only | Single family | [9 empty] | Non-Lead
| 1548 ARLINGTON AVE | Non-lead - Copper | On site inspection only | Non-lead - Copper | No | On site inspection only | Single family | [9 empty] | Non-Lead
| 997 WILLOW AVE | Non-lead - Copper | On site inspection only | Non-lead - Copper | No | On site inspection only | Single family | [9 empty] | Non-Lead
| 362 AKSENIA ST | Non-lead - Copper | On site inspection only | Non-lead - Copper | No | On site inspection only | Single family | [9 empty] | Non-Lead
| 395 FOURTH ST | Non-lead - Copper | On site inspection only | Non-lead - Copper | No | On site inspection only | Single family | [9 empty] | Non-Lead
| 1410 ALEXANDRA CT | Non-lead - Copper | On site inspection only | Non-lead - Copper | No | On site inspection only | Single family | [9 empty] | Non-Lead
| 1220 PARK AVE | Non-lead - Copper | On site inspection only | Non-lead - Copper | No | On site inspection only | Single family | [9 empty] | Non-Lead
| 708 FAIRWOOD CRES | Non-lead - Copper | On site inspection only | Non-lead - Copper | No | On site inspection only | Single family | [9 empty] | Non-Lead
| 913 HARDCASTLE AVE | Non-lead - Copper | On site inspection only | Galvanized (Iron or Steel) | No | On site inspection only | Single family | [9 empty] | Non-Lead
| 1139 MARYLYNN WAY | Non-lead - Copper | On site inspection only | Non-lead - Copper | No | On site inspection only | Single family | [9 empty] | Non-Lead
| 725 ELANA WAY | Non-lead - Copper | On site inspection only | Non-lead - Copper | No | On site inspection only | Single family | [9 empty] | Non-Lead
| 3326 SENECAL CREEK DR | Non-lead - Copper | On site inspection only | Galvanized (Iron or Steel) | No | On site inspection only | Single family | [9 empty] | Non-Lead
| 2042 KING WAY | Non-lead - Copper | On site inspection only | Galvanized (Iron or Steel) | No | On site inspection only | Single family | [9 empty] | Non-Lead
| 955 JOHNSON ST | Non-lead - Copper | On site inspection only | Galvanized (Iron or Steel) | No | On site inspection only | Single family | [9 empty] | Non-Lead
| 1420 COUNTRY CLUB CIR | Non-lead - Copper | On site inspection only | Galvanized (Iron or Steel) | No | On site inspection only | Single family | [9 empty] | Non-Lead
| 1395 HAMPTON WAY | Non-lead - Copper | On site inspection only | Non-lead - Copper | No | On site inspection only | Single family | [9 empty] | Non-Lead
| 891 GATCH ST | Non-lead - Copper | On site inspection only | Non-lead - Copper | No | On site inspection only | Single family | [9 empty] | Non-Lead
| 2689 ROANOKE ST | Non-lead - Copper | On site inspection only | Non-lead - Copper | No | On site inspection only | Single family | [9 empty] | Non-Lead
| 2572 JAMESTOWN ST | Non-lead - Copper | On site inspection only | Non-lead - Copper | No | On site inspection only | Single family | [9 empty] | Non-Lead
| 885 SIXTH ST | Non-lead - Copper | On site inspection only | Galvanized (Iron or Steel) | No | On site inspection only | Single family | [9 empty] | Non-Lead
| 621 HALL ST | Non-lead - Copper | On site inspection only | Galvanized (Iron or Steel) | No | On site inspection only | Single family | [9 empty] | Non-Lead
| 889 OREGON WAY | Non-lead - Copper | On site inspection only | Galvanized (Iron or Steel) | No | On site inspection only | Single family | [9 empty] | Non-Lead
| 2808 DUKE ST | Non-lead - Copper | On site inspection only | Non-lead - Plastic | No | On site inspection only | Single family | [9 empty] | Non-Lead
| 1383 GREENVIEW DR | Non-lead - Copper | On site inspection only | Non-lead - Copper | No | On site inspection only | Single family | [9 empty] | Non-Lead
| 461 RYE ST | Non-lead - Copper | On site inspection only | Non-lead - Plastic | No | On site inspection only | Single family | [9 empty] | Non-Lead
| 896 BEN BROWN LN | Non-lead - Copper | On site inspection only | Non-lead - Plastic | No | On site inspection only | Single family | [9 empty] | Non-Lead
| 1710 TEN OAKS LN | Non-lead - Copper | On site inspection only | Non-lead - Copper | No | On site inspection only | Single family | [9 empty] | Non-Lead
| 1679 TEN OAKS LN | Non-lead - Copper | On site inspection only | Non-lead - Copper | No | On site inspection only | Single family | [9 empty] | Non-Lead
| 3325 STEVEN ST | Non-lead - Copper | On site inspection only | Galvanized (Iron or Steel) | No | On site inspection only | Single family | [9 empty] | Non-Lead
| 2693 STANFORD ST | Non-lead - Copper | On site inspection only | Non-lead - Copper | No | On site inspection only | Single family | [9 empty] | Non-Lead
| 435 BRADLEY ST | Non-lead - Copper | On site inspection only | Non-lead - Copper | No | On site inspection only | Single family | [9 empty] | Non-Lead
| 1231 CONSTITUTION AVE | Non-lead - Copper | On site inspection only | Non-lead - Copper | No | On site inspection only | Single family | [9 empty] | Non-Lead
| 988 MEADOWVALE LN | Non-lead - Copper | On site inspection only | Non-lead - Copper | No | On site inspection only | Single family | [9 empty] | Non-Lead
| 427 VINE AVE | Non-lead - Copper | On site inspection only | Non-lead - Copper | No | On site inspection only | Single family | [9 empty] | Non-Lead
| 2525 HALTER DR | Non-lead - Copper | On site inspection only | Non-lead - Plastic | No | On site inspection only | Single family | [9 empty] | Non-Lead
| 2589 BOSTON ST | Non-lead - Copper | On site inspection only | Non-lead - Copper | No | On site inspection only | Single family | [9 empty] | Non-Lead
| 2859 ROANOKE ST | Non-lead - Copper | On site inspection only | Non-lead - Copper | No | On site inspection only | Single family | [9 empty] | Non-Lead
| 707 S FRONT ST | Non-lead - Copper | On site inspection only | Non-lead - Copper | No | On site inspection only | Single family | [9 empty] | Non-Lead
| 1467 FOXGLOVE ST | Non-lead - Copper | On site inspection only | Non-lead - Plastic | No | On site inspection only | Single family | [9 empty] | Non-Lead
| 1345 N FRONT ST | Non-lead - Copper | On site inspection only | Non-lead - Copper | No | On site inspection only | Single family | [9 empty] | Non-Lead
| 448 GATCH ST | Non-lead - Copper | On site inspection only | Non-lead - Copper | No | On site inspection only | Single family | [9 empty] | Non-Lead
| 1157 ROY AVE | Non-lead - Copper | On site inspection only | Non-lead - Copper | No | On site inspection only | Single family | [9 empty] | Non-Lead
| 733 FESCUE AVE | Non-lead - Copper | On site inspection only | Non-lead - Plastic | No | On site inspection only | Single family | [9 empty] | Non-Lead
| 589 GARFIELD ST | Non-lead - Copper | On site inspection only | Non-lead - Copper | No | On site inspection only | Single family | [9 empty] | Non-Lead
| 740 BLAINE ST | Non-lead - Copper | On site inspection only | Non-lead - Copper | No | On site inspection only | Single family | [9 empty] | Non-Lead
| 234 BAYLOR DR | Non-lead - Copper | On site inspection only | Non-lead - Copper | No | On site inspection only | Single family | [9 empty] | Non-Lead
| 2511 PATRIOT ST | Non-lead - Copper | On site inspection only | Non-lead - Plastic | No | On site inspection only | Single family | [9 empty] | Non-Lead
| 1226 DAYLILY ST | Non-lead - Copper | On site inspection only | Non-lead - Plastic | No | On site inspection only | Single family | [9 empty] | Non-Lead
| 1163 EAGLE DR | Non-lead - Copper | On site inspection only | Non-lead - Copper | No | On site inspection only | Single family | [9 empty] | Non-Lead
| 2586 EDGEWATER DR | Non-lead - Copper | On site inspection only | Non-lead - Copper | No | On site inspection only | Single family | [9 empty] | Non-Lead
| 1075 WOODLAND AVE | Non-lead - Copper | On site inspection only | Non-lead - Copper | No | On site inspection only | Single family | [9 empty] | Non-Lead
| 1190 KOFFLER AVE | Non-lead - Copper | On site inspection only | Non-lead - Copper | No | On site inspection only | Single family | [9 empty] | Non-Lead
| 1430 FOXGLOVE ST | Non-lead - Copper | On site inspection only | Non-lead - Plastic | No | On site inspection only | Single family | [9 empty] | Non-Lead
| 503 YOUNG ST | Non-lead - Copper | On site inspection only | Non-lead - Copper | No | On site inspection only | Single family | [9 empty] | Non-Lead
| 1595 LAUREL AVE | Non-lead - Copper | On site inspection only | Non-lead - Copper | No | On site inspection only | Single family | [9 empty] | Non-Lead
| 2002 SMITH DR | Non-lead - Copper | On site inspection only | Non-lead - Plastic | No | On site inspection only | Single family | [9 empty] | Non-Lead
| 1035 FIFTH ST | Non-lead - Copper | On site inspection only | Non-lead - Copper | No | On site inspection only | Single family | [9 empty] | Non-Lead
| 578 PARADISE ST | Non-lead - Copper | On site inspection only | Non-lead - Copper | No | On site inspection only | Single family | [9 empty] | Non-Lead
| 151 E LINCOLN ST | Non-lead - Copper | On site inspection only | Non-lead - Copper | No | On site inspection only | Single family | [9 empty] | Non-Lead
| 1420 GREENVIEW DR | Non-lead - Copper | On site inspection only | Non-lead - Copper | No | On site inspection only | Single family | [9 empty] | Non-Lead
| 1242 JUDY ST | Non-lead - Copper | On site inspection only | Non-lead - Copper | No | On site inspection only | Single family | [9 empty] | Non-Lead
| 2254 HALTER DR | Non-lead - Copper | On site inspection only | Non-lead - Plastic | No | On site inspection only | Single family | [9 empty] | Non-Lead
| 1995 HARDCASTLE AVE | Non-lead - Copper | On site inspection only | Non-lead - Copper | No | On site inspection only | Single family | [9 empty] | Non-Lead
| 525 IRONWOOD TER | Non-lead - Copper | On site inspection only | Non-lead - Plastic | No | On site inspection only | Single family | [9 empty] | Non-Lead
| 536 PARADISE ST | Non-lead - Copper | On site inspection only | Non-lead - Copper | No | On site inspection only | Single family | [9 empty] | Non-Lead
| 1571 SALLAL CT | Non-lead - Copper | On site inspection only | Non-lead - Copper | No | On site inspection only | Single family | [9 empty] | Non-Lead
| 308 OLIVE AVE | Non-lead - Copper | On site inspection only | Non-lead - Copper | No | On site inspection only | Single family | [9 empty] | Non-Lead
| 740 BEN BROWN LN | Non-lead - Copper | On site inspection only | Non-lead - Plastic | No | On site inspection only | Single family | [9 empty] | Non-Lead
| 2641 CREIGHTON ST | Non-lead - Copper | On site inspection only | Non-lead - Plastic | No | On site inspection only | Single family | [9 empty] | Non-Lead
| 1279 N SECOND ST | Non-lead - Copper | On site inspection only | Non-lead - Copper | No | On site inspection only | Single family | [9 empty] | Non-Lead
| 1117 FIFTH ST | Non-lead - Copper | On site inspection only | Non-lead - Copper | No | On site inspection only | Single family | [9 empty] | Non-Lead
| 2676 CREIGHTON ST | Non-lead - Copper | On site inspection only | Non-lead - Plastic | No | On site inspection only | Single family | [9 empty] | Non-Lead
| 1587 RAINIER RD | Non-lead - Copper | On site inspection only | Non-lead - Copper | No | On site inspection only | Single family | [9 empty] | Non-Lead
| 765 S PACIFIC HWY #5 | Non-lead - Copper | On site inspection only | Galvanized (Iron or Steel) | No | On site inspection only | Single family | [9 empty] | Non-Lead
| 1134 THIRD ST | Non-lead - Copper | On site inspection only | Non-lead - Copper | No | On site inspection only | Single family | [9 empty] | Non-Lead
| 2042 HEATHER WAY | Non-lead - Copper | On site inspection only | Non-lead - Copper | No | On site inspection only | Single family | [9 empty] | Non-Lead
| 1934 ASTOR WAY | Non-lead - Copper | On site inspection only | Non-lead - Copper | No | On site inspection only | Single family | [9 empty] | Non-Lead
| 529 RYE ST | Non-lead - Copper | On site inspection only | Non-lead - Plastic | No | On site inspection only | Single family | [9 empty] | Non-Lead
| 1694 SALLAL RD | Non-lead - Copper | On site inspection only | Non-lead - Copper | No | On site inspection only | Single family | [9 empty] | Non-Lead
| 1652 QUINN RD | Non-lead - Copper | On site inspection only | Non-lead - Copper | No | On site inspection only | Single family | [9 empty] | Non-Lead
| 206 SYCAMORE AVE | Non-lead - Copper | On site inspection only | Non-lead - Copper | No | On site inspection only | Single family | [9 empty] | Non-Lead
| 596 HARRISON ST | Non-lead - Copper | On site inspection only | Non-lead - Copper | No | On site inspection only | Single family | [9 empty] | Non-Lead
| 921 HERMANSON ST | Non-lead - Copper | On site inspection only | Non-lead - Copper | No | On site inspection only | Single family | [9 empty] | Non-Lead
| 206 BAYLOR DR | Non-lead - Copper | On site inspection only | Non-lead - Copper | No | On site inspection only | Single family | [9 empty] | Non-Lead
| 1614 UMPQUA RD | Non-lead - Copper | On site inspection only | Non-lead - Copper | No | On site inspection only | Single family | [9 empty] | Non-Lead
| 2851 W HAYES ST | Non-lead - Copper | On site inspection only | Non-lead - Copper | No | On site inspection only | Single family | [9 empty] | Non-Lead
| 1301 DAHLIA ST | Non-lead - Copper | On site inspection only | Non-lead - Plastic | No | On site inspection only | Single family | [9 empty] | Non-Lead
| 1121 GARFIELD ST | Non-lead - Copper | On site inspection only | Non-lead - Copper | No | On site inspection only | Single family | [9 empty] | Non-Lead
| 1555 DESANTIS DR | Non-lead - Copper | On site inspection only | Non-lead - Plastic | No | On site inspection only | Single family | [9 empty] | Non-Lead
| 1464 GREENVIEW DR | Non-lead - Copper | On site inspection only | Non-lead - Copper | No | On site inspection only | Single family | [9 empty] | Non-Lead
| 1375 AUTUMN BLVD | Non-lead - Copper | On site inspection only | Non-lead - Plastic | No | On site inspection only | Single family | [9 empty] | Non-Lead
| 800 THIRD ST | Non-lead - Copper | On site inspection only | Non-lead - Copper | No | On site inspection only | Single family | [9 empty] | Non-Lead
| 1440 AUDREY WAY | Non-lead - Copper | On site inspection only | Non-lead - Copper | No | On site inspection only | Single family | [9 empty] | Non-Lead
| 1540 RAINIER RD | Non-lead - Copper | On site inspection only | Non-lead - Copper | No | On site inspection only | Single family | [9 empty] | Non-Lead
| 2701 DUKE ST | Non-lead - Copper | On site inspection only | Non-lead - Plastic | No | Both records and inspection | Single family | [9 empty] | Non-Lead
| 250 SMITH DR | Non-lead - Copper | On site inspection only | Non-lead - Copper | No | On site inspection only | Single family | [9 empty] | Non-Lead
| 1845 SALLAL RD | Non-lead - Copper | On site inspection only | Non-lead - Copper | No | On site inspection only | Single family | [9 empty] | Non-Lead
| 2678 HAZELNUT DR | Non-lead - Copper | On site inspection only | Non-lead - Copper | No | On site inspection only | Single family | [9 empty] | Non-Lead
| 731 S CASCADE DR | Non-lead - Copper | On site inspection only | Non-lead - Copper | No | On site inspection only | Single family | [9 empty] | Non-Lead
| 602 JULIE CT | Non-lead - Copper | On site inspection only | Non-lead - Copper | No | On site inspection only | Single family | [9 empty] | Non-Lead
| 612 N CASCADE DR #39 | Non-lead - Copper | On site inspection only | Galvanized (Iron or Steel) | No | On site inspection only | Single family | [9 empty] | Non-Lead
| 849 OSTROM DR | Non-lead - Copper | On site inspection only | Non-lead - Plastic | No | On site inspection only | Single family | [9 empty] | Non-Lead
| 3126 JONAH PL | Non-lead - Copper | On site inspection only | Non-lead - Copper | No | On site inspection only | Single family | [9 empty] | Non-Lead
| 485 ELM ST | Non-lead - Copper | On site inspection only | Non-lead - Copper | No | On site inspection only | Single family | [9 empty] | Non-Lead
| 915 KELOWNA CT | Non-lead - Copper | On site inspection only | Non-lead - Copper | No | On site inspection only | Single family | [9 empty] | Non-Lead
| 1420 DAHLIA ST | Non-lead - Copper | On site inspection only | Non-lead - Plastic | No | On site inspection only | Single family | [9 empty] | Non-Lead
| 210 BRANDYWINE CT | Non-lead - Copper | On site inspection only | Non-lead - Copper | No | On site inspection only | Single family | [9 empty] | Non-Lead
| 856 GATCH ST | Non-lead - Copper | On site inspection only | Non-lead - Copper | No | On site inspection only | Single family | [9 empty] | Non-Lead
| 1235 ALETHA ST | Non-lead - Copper | On site inspection only | Non-lead - Copper | No | On site inspection only | Single family | [9 empty] | Non-Lead
| 1413 JUNE CIR | Non-lead - Copper | On site inspection only | Non-lead - Copper | No | On site inspection only | Single family | [9 empty] | Non-Lead
| 1137 DAHLIA ST | Non-lead - Copper | On site inspection only | Non-lead - Plastic | No | On site inspection only | Single family | [9 empty] | Non-Lead
| 1345 GREENVIEW DR | Non-lead - Copper | On site inspection only | Non-lead - Copper | No | On site inspection only | Single family | [9 empty] | Non-Lead
| 401 BRYAN ST | Non-lead - Copper | On site inspection only | Non-lead - Copper | No | On site inspection only | Single family | [9 empty] | Non-Lead
| 555 STOLLER ST | Non-lead - Copper | On site inspection only | Non-lead - Plastic | No | On site inspection only | Single family | [9 empty] | Non-Lead
| 1584 ARLINGTON AVE | Non-lead - Copper | On site inspection only | Non-lead - Copper | No | On site inspection only | Single family | [9 empty] | Non-Lead
| 430 BROWN ST | Non-lead - Copper | On site inspection only | Non-lead - Copper | No | On site inspection only | Single family | [9 empty] | Non-Lead
| 241 THIRD ST | Non-lead - Copper | On site inspection only | Non-lead - Copper | No | On site inspection only | Single family | [9 empty] | Non-Lead
| 529 COZY WAY | Non-lead - Copper | On site inspection only | Non-lead - Plastic | No | On site inspection only | Single family | [9 empty] | Non-Lead
| 1490 GREENVIEW CT | Non-lead - Copper | On site inspection only | Non-lead - Copper | No | On site inspection only | Single family | [9 empty] | Non-Lead
| 1695 LAUREL AVE | Non-lead - Copper | On site inspection only | Non-lead - Copper | No | On site inspection only | Single family | [9 empty] | Non-Lead
| 1134 ELANA DR | Non-lead - Copper | On site inspection only | Non-lead - Copper | No | On site inspection only | Single family | [9 empty] | Non-Lead
| 847 BEN BROWN LN | Non-lead - Copper | On site inspection only | Non-lead - Plastic | No | On site inspection only | Single family | [9 empty] | Non-Lead
| 3247 STEVEN ST | Non-lead - Copper | On site inspection only | Non-lead - Copper | No | On site inspection only | Single family | [9 empty] | Non-Lead
| 925 BRYAN ST | Non-lead - Copper | On site inspection only | Non-lead - Copper | No | On site inspection only | Single family | [9 empty] | Non-Lead
| 2040 CRESTLINE DR | Non-lead - Copper | On site inspection only | Non-lead - Copper | No | On site inspection only | Single family | [9 empty] | Non-Lead
| 365 A ST | Non-lead - Copper | On site inspection only | Galvanized (Iron or Steel) | No | On site inspection only | Single family | [9 empty] | Non-Lead
| 2277 BEN BROWN DR | Non-lead - Copper | On site inspection only | Non-lead - Plastic | No | On site inspection only | Single family | [9 empty] | Non-Lead
| 612 N CASCADE DR #49 | Non-lead - Copper | On site inspection only | Galvanized (Iron or Steel) | No | On site inspection only | Single family | [9 empty] | Non-Lead
| 507 LEASURE ST | Non-lead - Copper | On site inspection only | Non-lead - Copper | No | On site inspection only | Single family | [9 empty] | Non-Lead
| 1625 E LINCOLN RD | Non-lead - Copper | On site inspection only | Non-lead - Copper | No | On site inspection only | Single family | [9 empty] | Non-Lead
| 410 BROWN ST | Non-lead - Copper | On site inspection only | Non-lead - Copper | No | On site inspection only | Single family | [9 empty] | Non-Lead
| 1049 DEER RUN | Non-lead - Copper | On site inspection only | Non-lead - Copper | No | On site inspection only | Single family | [9 empty] | Non-Lead
| 1458 E CLEVELAND ST | Non-lead - Copper | On site inspection only | Non-lead - Copper | No | On site inspection only | Single family | [9 empty] | Non-Lead
| 451 DOUD ST | Non-lead - Copper | On site inspection only | Non-lead - Copper | No | On site inspection only | Single family | [9 empty] | Non-Lead
| 3248 MYRTLE ST | Non-lead - Copper | On site inspection only | Non-lead - Copper | No | On site inspection only | Single family | [9 empty] | Non-Lead
| 693 BROWN ST | Non-lead - Copper | On site inspection only | Galvanized (Iron or Steel) | No | On site inspection only | Single family | [9 empty] | Non-Lead
| 2655 CITADEL ST | Non-lead - Copper | On site inspection only | Non-lead - Copper | No | On site inspection only | Single family | [9 empty] | Non-Lead
| 414 TULIP AVE | Non-lead - Copper | On site inspection only | Non-lead - Plastic | No | On site inspection only | Single family | [9 empty] | Non-Lead
| 426 TULIP AVE | Non-lead - Copper | On site inspection only | Non-lead - Plastic | No | On site inspection only | Single family | [9 empty] | Non-Lead
| 432 TULIP AVE | Non-lead - Copper | On site inspection only | Non-lead - Plastic | No | On site inspection only | Single family | [9 empty] | Non-Lead
| 440 TULIP AVE | Non-lead - Copper | On site inspection only | Non-lead - Plastic | No | On site inspection only | Single family | [9 empty] | Non-Lead
| 452 TULIP AVE | Non-lead - Copper | On site inspection only | Non-lead - Plastic | No | On site inspection only | Single family | [9 empty] | Non-Lead
| 458 TULIP AVE | Non-lead - Copper | On site inspection only | Non-lead - Plastic | No | On site inspection only | Single family | [9 empty] | Non-Lead
| 468 TULIP AVE | Non-lead - Copper | On site inspection only | Non-lead - Plastic | No | On site inspection only | Single family | [9 empty] | Non-Lead
| 480 TULIP AVE | Non-lead - Copper | On site inspection only | Non-lead - Plastic | No | On site inspection only | Single family | [9 empty] | Non-Lead
| 1721 SALLAL RD | Non-lead - Copper | On site inspection only | Galvanized (Iron or Steel) | No | On site inspection only | Single family | [9 empty] | Non-Lead
| 710 BENTGRASS AVE | Non-lead - Copper | On site inspection only | Non-lead - Copper | No | On site inspection only | Single family | [9 empty] | Non-Lead
| 955 ELANA DR | Non-lead - Copper | On site inspection only | Non-lead - Copper | No | On site inspection only | Single family | [9 empty] | Non-Lead
| 1345 THOMPSON RD | Non-lead - Copper | On site inspection only | Galvanized (Iron or Steel) | No | On site inspection only | Single family | [9 empty] | Non-Lead
| 1403 SUNFLOWER ST | Non-lead - Copper | On site inspection only | Non-lead - Plastic | No | On site inspection only | Single family | [9 empty] | Non-Lead
| 1146 OGLE ST | Non-lead - Copper | On site inspection only | Non-lead - Copper | No | On site inspection only | Single family | [9 empty] | Non-Lead
| 3328 MYRTLE ST | Non-lead - Copper | On site inspection only | Galvanized (Iron or Steel) | No | On site inspection only | Single family | [9 empty] | Non-Lead
| 662 OSTROM DR | Non-lead - Copper | On site inspection only | Non-lead - Plastic | No | On site inspection only | Single family | [9 empty] | Non-Lead
| 759 FIFTH ST | Non-lead - Copper | On site inspection only | Non-lead - Copper | No | On site inspection only | Single family | [9 empty] | Non-Lead
| 459 KILLIAN SPRING DR | Non-lead - Copper | On site inspection only | Non-lead - Plastic | No | On site inspection only | Single family | [9 empty] | Non-Lead
| 3170 JONAH PL | Non-lead - Copper | On site inspection only | Non-lead - Copper | No | On site inspection only | Single family | [9 empty] | Non-Lead
| 790 YOUNG ST | Non-lead - Copper | On site inspection only | Non-lead - Plastic | No | On site inspection only | Single family | [9 empty] | Non-Lead
| 1151 GOOSE CREEK RD | Non-lead - Copper | On site inspection only | Non-lead - Plastic | No | On site inspection only | Single family | [9 empty] | Non-Lead
| 488 TOOZE ST | Non-lead - Copper | On site inspection only | Galvanized (Iron or Steel) | No | On site inspection only | Single family | [9 empty] | Non-Lead
| 1505 ALEXANDRA AVE | Non-lead - Copper | On site inspection only | Non-lead - Copper | No | On site inspection only | Single family | [9 empty] | Non-Lead
| 2266 KILLIAN SPRING DR | Non-lead - Copper | On site inspection only | Non-lead - Plastic | No | On site inspection only | Single family | Non-lead | Pex | Yes | [6 empty] | Non-Lead
| 220 THIRD ST | Non-lead - Copper | On site inspection only | Galvanized (Iron or Steel) | No | On site inspection only | Single family | [9 empty] | Non-Lead
| 1551 FOXGLOVE ST | Non-lead - Copper | On site inspection only | Non-lead - Plastic | No | On site inspection only | Single family | [9 empty] | Non-Lead
| 771 LEASURE ST | Non-lead - Copper | On site inspection only | Non-lead - Copper | No | On site inspection only | Single family | [9 empty] | Non-Lead
| 670 GATCH ST | Non-lead - Copper | On site inspection only | Galvanized (Iron or Steel) | No | On site inspection only | Single family | [9 empty] | Non-Lead
| 1644 GRANITE ST | Non-lead - Copper | On site inspection only | Non-lead - Copper | No | On site inspection only | Single family | [9 empty] | Non-Lead
| 1275 INDEPENDENCE AVE | Non-lead - Copper | On site inspection only | Non-lead - Copper | No | On site inspection only | Single family | [9 empty] | Non-Lead
| 1440 KEVIN CT | Non-lead - Copper | On site inspection only | Non-lead - Copper | No | On site inspection only | Single family | [9 empty] | Non-Lead
| 1639 PARK AVE | Non-lead - Copper | On site inspection only | Non-lead - Copper | No | On site inspection only | Single family | [9 empty] | Non-Lead
| 2706 DUKE ST | Non-lead - Copper | Both records and inspection | Non-lead - Plastic | No | Both records and inspection | Single family | [9 empty] | Non-Lead
| 691 E LINCOLN ST | Non-lead - Copper | On site inspection only | Non-lead - Copper | No | On site inspection only | Single family | [9 empty] | Non-Lead
| 528 BRYAN ST | Non-lead - Copper | On site inspection only | Non-lead - Copper | No | On site inspection only | Single family | [9 empty] | Non-Lead
| 310 ANDREA CT | Non-lead - Copper | On site inspection only | Non-lead - Copper | No | On site inspection only | Single family | [9 empty] | Non-Lead
| 800 BROWN ST | Non-lead - Copper | On site inspection only | Non-lead - Copper | No | On site inspection only | Single family | [9 empty] | Non-Lead
| 471 KILLIAN SPRING DR | Non-lead - Copper | On site inspection only | Non-lead - Plastic | No | On site inspection only | Single family | [9 empty] | Non-Lead
| 1273 DAYLILY ST | Non-lead - Copper | On site inspection only | Non-lead - Plastic | No | On site inspection only | Single family | [9 empty] | Non-Lead
| 1020 KELOWNA CT | Non-lead - Copper | On site inspection only | Non-lead - Copper | No | On site inspection only | Single family | [9 empty] | Non-Lead
| 1025 COUNTRY LN | Non-lead - Copper | On site inspection only | Non-lead - Copper | No | On site inspection only | Single family | [9 empty] | Non-Lead
| 1340 AMY CT | Non-lead - Copper | On site inspection only | Non-lead - Copper | No | On site inspection only | Single family | [9 empty] | Non-Lead
| 2728 CITADEL ST | Non-lead - Copper | On site inspection only | Non-lead - Copper | No | On site inspection only | Single family | [9 empty] | Non-Lead
| 935 KELOWNA CT | Non-lead - Copper | On site inspection only | Non-lead - Copper | No | On site inspection only | Single family | [9 empty] | Non-Lead
| 781 HARDCASTLE AVE | Non-lead - Copper | On site inspection only | Non-lead - Copper | No | On site inspection only | Single family | [9 empty] | Non-Lead
| 1273 WILLOW AVE | Non-lead - Copper | On site inspection only | Galvanized (Iron or Steel) | No | On site inspection only | Single family | [9 empty] | Non-Lead
| 3247 LINFIELD AVE | Non-lead - Copper | On site inspection only | Non-lead - Copper | No | On site inspection only | Single family | [9 empty] | Non-Lead
| 218 OSWALD ST | Non-lead - Copper | On site inspection only | Non-lead - Copper | No | On site inspection only | Single family | [9 empty] | Non-Lead
| 247 HAWLEY ST | Non-lead - Copper | On site inspection only | Galvanized (Iron or Steel) | No | On site inspection only | Single family | [9 empty] | Non-Lead
| 2606 COLONY ST | Non-lead - Copper | On site inspection only | Non-lead - Copper | No | On site inspection only | Single family | [9 empty] | Non-Lead
| 1106 HARDCASTLE AVE | Non-lead - Copper | On site inspection only | Non-lead - Copper | No | On site inspection only | Single family | [9 empty] | Non-Lead
| 1376 ARLINGTON AVE | Non-lead - Copper | On site inspection only | Non-lead - Copper | No | On site inspection only | Single family | [9 empty] | Non-Lead
| 502 BROADWAY ST | Non-lead - Copper | On site inspection only | Galvanized (Iron or Steel) | No | On site inspection only | Single family | [9 empty] | Non-Lead
| 793 YOUNG ST | Non-lead - Copper | On site inspection only | Galvanized (Iron or Steel) | No | On site inspection only | Single family | [9 empty] | Non-Lead
| 2802 ROANOKE ST | Non-lead - Copper | On site inspection only | Non-lead - Copper | No | On site inspection only | Single family | [9 empty] | Non-Lead
| 1200 PRINCETON RD | Non-lead - Copper | On site inspection only | Galvanized (Iron or Steel) | No | On site inspection only | Single family | [9 empty] | Non-Lead
| 2280 KILLIAN SPRING DR | Non-lead - Copper | On site inspection only | Non-lead - Plastic | No | On site inspection only | Single family | [9 empty] | Non-Lead
| 1415 AUSTIN AVE | Non-lead - Copper | On site inspection only | Non-lead - Plastic | No | On site inspection only | Single family | [9 empty] | Non-Lead
| 445 BEN BROWN LN | Non-lead - Copper | On site inspection only | Non-lead - Plastic | No | On site inspection only | Single family | [9 empty] | Non-Lead
| 1388 SALLAL RD | Non-lead - Copper | On site inspection only | Galvanized (Iron or Steel) | No | On site inspection only | Single family | [9 empty] | Non-Lead
| 1222 HENRY'S BLVD | Non-lead - Copper | On site inspection only | Non-lead - Copper | No | On site inspection only | Single family | [9 empty] | Non-Lead
| 660 WILLOW AVE | Non-lead - Copper | On site inspection only | Galvanized (Iron or Steel) | No | On site inspection only | Single family | [9 empty] | Non-Lead
| 11870 NE CHATEAU DR | Non-lead - Copper | On site inspection only | Galvanized (Iron or Steel) | No | On site inspection only | Single family | [9 empty] | Non-Lead
| 1038 PANA ST | Non-lead - Copper | On site inspection only | Non-lead - Copper | No | On site inspection only | Single family | [9 empty] | Non-Lead
| 1176 DAHLIA ST | Non-lead - Copper | On site inspection only | Non-lead - Plastic | No | On site inspection only | Single family | [9 empty] | Non-Lead
| 189 WILLOW AVE | Non-lead - Copper | On site inspection only | Galvanized (Iron or Steel) | No | On site inspection only | Single family | [9 empty] | Non-Lead
| 450 WORKMAN DR | Non-lead - Copper | On site inspection only | Galvanized (Iron or Steel) | No | On site inspection only | Single family | [9 empty] | Non-Lead
| 799 LEASURE ST | Non-lead - Copper | On site inspection only | Galvanized (Iron or Steel) | No | On site inspection only | Single family | [9 empty] | Non-Lead
| 1437 UMPQUA RD | Non-lead - Copper | On site inspection only | Galvanized (Iron or Steel) | No | On site inspection only | Single family | [9 empty] | Non-Lead
| 1232 ARLINGTON AVE | Non-lead - Copper | On site inspection only | Non-lead - Copper | No | On site inspection only | Single family | [9 empty] | Non-Lead
| 1354 ARLINGTON AVE | Non-lead - Copper | On site inspection only | Non-lead - Copper | No | On site inspection only | Single family | [9 empty] | Non-Lead
| 11850 NE CHATEAU DR | Non-lead - Copper | On site inspection only | Galvanized (Iron or Steel) | No | On site inspection only | Single family | [9 empty] | Non-Lead
| 111 N SETTLEMIER AVE | Non-lead - Copper | On site inspection only | Galvanized (Iron or Steel) | No | On site inspection only | Single family | [9 empty] | Non-Lead
| 466 SYCAMORE AVE | Non-lead - Copper | On site inspection only | Galvanized (Iron or Steel) | No | On site inspection only | Single family | [9 empty] | Non-Lead
| 765 S PACIFIC HWY #10 | Non-lead - Copper | On site inspection only | Galvanized (Iron or Steel) | No | On site inspection only | Single family | [9 empty] | Non-Lead
| 1280 E LINCOLN ST | Non-lead - Copper | On site inspection only | Non-lead - Copper | No | On site inspection only | Single family | [9 empty] | Non-Lead
| 770 BRYAN ST | Non-lead - Copper | On site inspection only | Galvanized (Iron or Steel) | No | On site inspection only | Single family | [9 empty] | Non-Lead
| 914 BRYAN ST | Non-lead - Copper | On site inspection only | Galvanized (Iron or Steel) | No | On site inspection only | Single family | [9 empty] | Non-Lead
| 900 WILSON ST | Non-lead - Copper | On site inspection only | Galvanized (Iron or Steel) | No | On site inspection only | Single family | [9 empty] | Non-Lead
| 705 ELANA WAY | Non-lead - Copper | On site inspection only | Galvanized (Iron or Steel) | No | On site inspection only | Single family | [9 empty] | Non-Lead
| 1269 W HAYES ST | Non-lead - Copper | On site inspection only | Non-lead - Copper | No | On site inspection only | Single family | [9 empty] | Non-Lead
| 2544 CONCORD ST | Non-lead - Copper | On site inspection only | Non-lead - Copper | No | On site inspection only | Single family | [9 empty] | Non-Lead
| 1230 JOHNSON ST | Non-lead - Copper | On site inspection only | Galvanized (Iron or Steel) | No | On site inspection only | Single family | [9 empty] | Non-Lead
| 885 STARK ST | Non-lead - Copper | On site inspection only | Galvanized (Iron or Steel) | No | On site inspection only | Single family | [9 empty] | Non-Lead
| 297 HARVARD DR | Non-lead - Copper | On site inspection only | Non-lead - Copper | No | On site inspection only | Single family | [9 empty] | Non-Lead
| 895 E LINCOLN ST D | Non-lead - Copper | On site inspection only | Non-lead - Copper | No | On site inspection only | Single family | [9 empty] | Non-Lead
| 1454 ASTOR WAY | Non-lead - Copper | On site inspection only | Galvanized (Iron or Steel) | No | On site inspection only | Single family | [9 empty] | Non-Lead
| 1625 PRINCETON RD | Non-lead - Copper | On site inspection only | Galvanized (Iron or Steel) | No | On site inspection only | Single family | [9 empty] | Non-Lead
| 868 BLAINE ST | Non-lead - Copper | On site inspection only | Galvanized (Iron or Steel) | No | On site inspection only | Single family | [9 empty] | Non-Lead
| 484 W HAYES ST | Non-lead - Copper | On site inspection only | Non-lead - Copper | No | On site inspection only | Single family | [9 empty] | Non-Lead
| 1861 JANSEN WAY | Non-lead - Copper | On site inspection only | Galvanized (Iron or Steel) | No | On site inspection only | Single family | [9 empty] | Non-Lead
| 1441 SALLAL RD | Non-lead - Copper | On site inspection only | Galvanized (Iron or Steel) | No | On site inspection only | Single family | [9 empty] | Non-Lead
| 601 IRONWOOD TER | Non-lead - Copper | On site inspection only | Non-lead - Copper | No | On site inspection only | Single family | [9 empty] | Non-Lead
| 1940 THOMPSON RD | Non-lead - Copper | On site inspection only | Non-lead - Copper | No | On site inspection only | Single family | [9 empty] | Non-Lead
| 865 ELANA WAY | Non-lead - Copper | On site inspection only | Non-lead - Copper | No | On site inspection only | Single family | [9 empty] | Non-Lead
| 1176 EAGLE DR | Non-lead - Copper | On site inspection only | Non-lead - Copper | No | On site inspection only | Single family | [9 empty] | Non-Lead
| 1568 JAMES ST | Non-lead - Copper | On site inspection only | Non-lead - Copper | No | On site inspection only | Single family | [9 empty] | Non-Lead
| 178 OSWALD ST | Non-lead - Copper | On site inspection only | Non-lead - Copper | No | On site inspection only | Single family | [9 empty] | Non-Lead
| 1425 PRINCETON RD | Non-lead - Copper | On site inspection only | Non-lead - Copper | No | On site inspection only | Single family | [9 empty] | Non-Lead
| 1163 BUNKER AVE | Non-lead - Copper | On site inspection only | Non-lead - Copper | No | On site inspection only | Single family | [9 empty] | Non-Lead
| 1138 BUNKER AVE | Non-lead - Copper | On site inspection only | Non-lead - Copper | No | On site inspection only | Single family | [9 empty] | Non-Lead
| 682 S SETTLEMIER AVE | Non-lead - Copper | On site inspection only | Non-lead - Copper | No | On site inspection only | Single family | [9 empty] | Non-Lead
| 2003 SMITH DR | Non-lead - Copper | On site inspection only | Non-lead - Plastic | No | On site inspection only | Single family | [9 empty] | Non-Lead
| 384 AKSENIA ST | Non-lead - Copper | On site inspection only | Non-lead - Copper | No | On site inspection only | Single family | [9 empty] | Non-Lead
| 519 LEASURE ST | Non-lead - Copper | On site inspection only | Non-lead - Copper | No | On site inspection only | Single family | [9 empty] | Non-Lead
| 1276 COMSTOCK WAY | Non-lead - Copper | On site inspection only | Non-lead - Copper | No | On site inspection only | Single family | [9 empty] | Non-Lead
| 2964 OXFORD ST | Non-lead - Copper | On site inspection only | Non-lead - Copper | No | On site inspection only | Single family | [9 empty] | Non-Lead
| 1305 GEORGE ST | Non-lead - Copper | On site inspection only | Non-lead - Plastic | No | Records only | Single family | [9 empty] | Non-Lead
| 461 W CLEVELAND ST | Non-lead - Copper | On site inspection only | Non-lead - Copper | No | On site inspection only | Single family | [9 empty] | Non-Lead
| 558 A ST | Non-lead - Copper | On site inspection only | Non-lead - Copper | No | On site inspection only | Single family | [9 empty] | Non-Lead
| 1250 MT HOOD AVE | Non-lead - Copper | On site inspection only | Non-lead - Copper | No | On site inspection only | Single family | [9 empty] | Non-Lead
| 526 BARLEY ST | Non-lead - Copper | On site inspection only | Non-lead - Plastic | No | On site inspection only | Single family | [9 empty] | Non-Lead
| 1570 PRINCETON RD | Non-lead - Copper | On site inspection only | Non-lead - Copper | No | On site inspection only | Single family | [9 empty] | Non-Lead
| 1646 DESANTIS DR | Non-lead - Copper | On site inspection only | Non-lead - Plastic | No | On site inspection only | Single family | [9 empty] | Non-Lead
| 1538 SALLAL RD | Non-lead - Copper | On site inspection only | Non-lead - Copper | No | On site inspection only | Single family | [9 empty] | Non-Lead
| 1218 ASTOR WAY | Non-lead - Copper | On site inspection only | Non-lead - Copper | No | On site inspection only | Single family | [9 empty] | Non-Lead
| 378 MCLAUGHLIN DR | Non-lead - Copper | On site inspection only | Non-lead - Copper | No | On site inspection only | Single family | [9 empty] | Non-Lead
| 965 WILLOW AVE | Non-lead - Copper | On site inspection only | Non-lead - Copper | No | On site inspection only | Single family | [9 empty] | Non-Lead
| 2761 REVERE ST | Non-lead - Copper | On site inspection only | Non-lead - Copper | No | On site inspection only | Single family | [9 empty] | Non-Lead
| 1421 JUNE WAY | Non-lead - Copper | On site inspection only | Non-lead - Copper | No | On site inspection only | Single family | [9 empty] | Non-Lead
| 2436 HALTER DR | Non-lead - Copper | On site inspection only | Non-lead - Plastic | No | On site inspection only | Single family | [9 empty] | Non-Lead
| 3324 REED AVE | Non-lead - Copper | On site inspection only | Non-lead - Copper | No | On site inspection only | Single family | [9 empty] | Non-Lead
| 782 THIRD ST | Non-lead - Copper | On site inspection only | Non-lead - Copper | No | On site inspection only | Single family | [9 empty] | Non-Lead
| 1501 DAHLIA ST | Non-lead - Copper | On site inspection only | Non-lead - Plastic | No | On site inspection only | Single family | [9 empty] | Non-Lead
| 1145 MCKINLEY ST | Non-lead - Copper | On site inspection only | Non-lead - Copper | No | On site inspection only | Single family | [9 empty] | Non-Lead
| 325 S CASCADE DR | Non-lead - Copper | On site inspection only | Non-lead - Copper | No | On site inspection only | Single family | [9 empty] | Non-Lead
| 1457 WOODLAND AVE | Non-lead - Copper | On site inspection only | Non-lead - Copper | No | On site inspection only | Single family | [9 empty] | Non-Lead
| 420 WILLOW AVE | Non-lead - Copper | On site inspection only | Non-lead - Copper | No | On site inspection only | Single family | [9 empty] | Non-Lead
| 1557 W LINCOLN ST | Non-lead - Copper | On site inspection only | Non-lead - Copper | No | On site inspection only | Single family | [9 empty] | Non-Lead
| 1886 CENTENNIAL DR | Non-lead - Copper | On site inspection only | Non-lead - Copper | No | On site inspection only | Single family | [9 empty] | Non-Lead
| 1088 HERMANSON ST | Non-lead - Copper | On site inspection only | Non-lead - Copper | No | On site inspection only | Single family | [9 empty] | Non-Lead
| 1590 COUNTRY CLUB RD | Non-lead - Copper | On site inspection only | Non-lead - Copper | No | On site inspection only | Single family | [9 empty] | Non-Lead
| 416 N SECOND ST | Non-lead - Copper | On site inspection only | Non-lead - Copper | No | On site inspection only | Single family | [9 empty] | Non-Lead
| 111 N SECOND ST | Non-lead - Copper | On site inspection only | Non-lead - Copper | No | On site inspection only | Single family | [9 empty] | Non-Lead
| 3311 MYRTLE ST | Non-lead - Copper | On site inspection only | Non-lead - Copper | No | On site inspection only | Single family | [9 empty] | Non-Lead
| 1300 BLAINE ST | Non-lead - Copper | On site inspection only | Non-lead - Copper | No | On site inspection only | Single family | [9 empty] | Non-Lead
| 939 BROWN ST | Non-lead - Copper | On site inspection only | Non-lead - Copper | No | On site inspection only | Single family | [9 empty] | Non-Lead
| 1010 N SECOND ST | Non-lead - Copper | On site inspection only | Non-lead - Copper | No | On site inspection only | Single family | [9 empty] | Non-Lead
| 240 BRANDYWINE CT | Non-lead - Copper | On site inspection only | Non-lead - Copper | No | On site inspection only | Single family | [9 empty] | Non-Lead
| 1032 THIRD ST | Non-lead - Copper | On site inspection only | Non-lead - Copper | No | On site inspection only | Single family | [9 empty] | Non-Lead
| 830 ELANA WAY | Non-lead - Copper | On site inspection only | Non-lead - Copper | No | On site inspection only | Single family | [9 empty] | Non-Lead
| 1535 TIERRA LYNN DR | Non-lead - Copper | On site inspection only | Non-lead - Copper | No | On site inspection only | Single family | [9 empty] | Non-Lead
| 1045 BRYAN ST B | Non-lead - Copper | On site inspection only | Non-lead - Copper | No | On site inspection only | Single family | [9 empty] | Non-Lead
| 1050 N FIRST ST | Non-lead - Copper | On site inspection only | Non-lead - Copper | No | On site inspection only | Single family | [9 empty] | Non-Lead
| 777 HALL ST | Non-lead - Copper | On site inspection only | Non-lead - Copper | No | On site inspection only | Single family | [9 empty] | Non-Lead
| 359 STARK ST | Non-lead - Copper | On site inspection only | Non-lead - Copper | No | On site inspection only | Single family | [9 empty] | Non-Lead
| 799 N SECOND ST | Non-lead - Copper | On site inspection only | Non-lead - Copper | No | On site inspection only | Single family | [9 empty] | Non-Lead
| 2812 STANFORD ST | Non-lead - Copper | On site inspection only | Non-lead - Copper | No | On site inspection only | Single family | [9 empty] | Non-Lead
| 605 WALKER CT | Non-lead - Copper | On site inspection only | Non-lead - Copper | No | On site inspection only | Single family | [9 empty] | Non-Lead
| 390 HAWLEY ST | Non-lead - Copper | On site inspection only | Non-lead - Copper | No | On site inspection only | Single family | [9 empty] | Non-Lead
| 260 HAWLEY ST | Non-lead - Copper | On site inspection only | Non-lead - Copper | No | On site inspection only | Single family | [9 empty] | Non-Lead
| 993 E LINCOLN ST | Non-lead - Copper | On site inspection only | Non-lead - Copper | No | On site inspection only | Single family | [9 empty] | Non-Lead
| 3045 MCNAUGHT ST | Non-lead - Copper | On site inspection only | Non-lead - Copper | No | On site inspection only | Single family | [9 empty] | Non-Lead
| 796 HARDCASTLE AVE | Non-lead - Copper | On site inspection only | Non-lead - Copper | No | On site inspection only | Single family | [9 empty] | Non-Lead
| 1212 RANDOLPH RD | Non-lead - Copper | On site inspection only | Non-lead - Copper | No | On site inspection only | Single family | [9 empty] | Non-Lead
| 3065 LINFIELD AVE | Non-lead - Copper | On site inspection only | Non-lead - Copper | No | On site inspection only | Single family | [9 empty] | Non-Lead
| 280 GATCH ST | Non-lead - Copper | On site inspection only | Non-lead - Copper | No | On site inspection only | Single family | [9 empty] | Non-Lead
| 1171 COUNTRY LN | Non-lead - Copper | On site inspection only | Non-lead - Copper | No | On site inspection only | Single family | [9 empty] | Non-Lead
| 1050 W HAYES ST | Non-lead - Copper | On site inspection only | Non-lead - Copper | No | On site inspection only | Single family | [9 empty] | Non-Lead
| 2522 BROADMORE PL | Non-lead - Copper | On site inspection only | Non-lead - Copper | No | On site inspection only | Single family | [9 empty] | Non-Lead
| 1226 JACOB ST | Non-lead - Copper | On site inspection only | Non-lead - Copper | No | On site inspection only | Single family | [9 empty] | Non-Lead
| 1134 EAGLE DR | Non-lead - Copper | On site inspection only | Non-lead - Copper | No | On site inspection only | Single family | [9 empty] | Non-Lead
| 321 CHARLES ST | Non-lead - Copper | On site inspection only | Non-lead - Copper | No | On site inspection only | Single family | [9 empty] | Non-Lead
| 1125 HARDCASTLE AVE | Non-lead - Copper | On site inspection only | Non-lead - Plastic | No | On site inspection only | Single family | [9 empty] | Non-Lead
| 2598 VASSER ST | Non-lead - Copper | On site inspection only | Non-lead - Copper | No | On site inspection only | Single family | [9 empty] | Non-Lead
| 1360 TOMLIN AVE | Non-lead - Copper | On site inspection only | Non-lead - Copper | No | On site inspection only | Single family | [9 empty] | Non-Lead
| 825 HALL ST | Non-lead - Copper | On site inspection only | Non-lead - Copper | No | On site inspection only | Single family | [9 empty] | Non-Lead
| 2365 UMPQUA RD | Non-lead - Copper | On site inspection only | Galvanized (Iron or Steel) | No | On site inspection only | Single family | [9 empty] | Non-Lead
| 1590 SALLAL RD | Non-lead - Copper | On site inspection only | Non-lead - Copper | No | On site inspection only | Single family | [9 empty] | Non-Lead
| 1442 SUNFLOWER ST | Non-lead - Copper | On site inspection only | Non-lead - Plastic | No | On site inspection only | Single family | [9 empty] | Non-Lead
| 1715 LANDAU DR | Non-lead - Copper | On site inspection only | Non-lead - Copper | No | On site inspection only | Single family | [9 empty] | Non-Lead
| 355 STARK ST | Non-lead - Copper | On site inspection only | Non-lead - Copper | No | On site inspection only | Single family | [9 empty] | Non-Lead
| 1338 VANDERBECK LN | Non-lead - Copper | On site inspection only | Galvanized (Iron or Steel) | No | On site inspection only | Single family | [9 empty] | Non-Lead
| 293 SKYLER DR | Non-lead - Copper | On site inspection only | Non-lead - Copper | No | On site inspection only | Single family | [9 empty] | Non-Lead
| 300 SENECA CT | Non-lead - Copper | On site inspection only | Non-lead - Copper | No | On site inspection only | Single family | [9 empty] | Non-Lead
| 634 FAIRWOOD CRES | Non-lead - Copper | On site inspection only | Non-lead - Copper | No | On site inspection only | Single family | [9 empty] | Non-Lead
| 374 E CLACKAMAS CIR | Non-lead - Copper | On site inspection only | Non-lead - Copper | No | On site inspection only | Single family | [9 empty] | Non-Lead
| 1538 UMPQUA RD | Non-lead - Copper | On site inspection only | Non-lead - Copper | No | On site inspection only | Single family | [9 empty] | Non-Lead
| 1630 ALEXANDRA AVE | Non-lead - Copper | On site inspection only | Non-lead - Copper | No | On site inspection only | Single family | [9 empty] | Non-Lead
| 612 N CASCADE DR #75 | Non-lead - Copper | On site inspection only | Galvanized (Iron or Steel) | No | On site inspection only | Single family | [9 empty] | Non-Lead
| 612 N CASCADE DR #41 | Non-lead - Copper | On site inspection only | Galvanized (Iron or Steel) | No | On site inspection only | Single family | [9 empty] | Non-Lead
| 877 KELOWNA ST | Non-lead - Copper | On site inspection only | Non-lead - Copper | No | On site inspection only | Single family | [9 empty] | Non-Lead
| 3559 PALIMINO AVE | Non-lead - Copper | On site inspection only | Non-lead - Copper | No | On site inspection only | Single family | [9 empty] | Non-Lead
| 267 BROWN ST | Non-lead - Copper | On site inspection only | Non-lead - Copper | No | On site inspection only | Single family | [9 empty] | Non-Lead
| 940 JOHNSON ST | Non-lead - Copper | On site inspection only | Galvanized (Iron or Steel) | No | On site inspection only | Single family | [9 empty] | Non-Lead
| 1115 ELANA DR | Non-lead - Copper | On site inspection only | Non-lead - Copper | No | On site inspection only | Single family | [9 empty] | Non-Lead
| 1032 COMSTOCK WAY | Non-lead - Copper | On site inspection only | Non-lead - Copper | No | On site inspection only | Single family | [9 empty] | Non-Lead
| 1671 GRANITE ST | Non-lead - Copper | On site inspection only | Non-lead - Plastic | No | On site inspection only | Single family | [9 empty] | Non-Lead
| 3244 MCNAUGHT ST | Non-lead - Copper | On site inspection only | Non-lead - Copper | No | On site inspection only | Single family | [9 empty] | Non-Lead
| 1075 COUNTRY LN | Non-lead - Copper | On site inspection only | Non-lead - Copper | No | On site inspection only | Single family | [9 empty] | Non-Lead
| 1036 ORCHARD LN | Non-lead - Copper | On site inspection only | Non-lead - Copper | No | On site inspection only | Single family | [9 empty] | Non-Lead
| 1420 FOXGLOVE ST | Non-lead - Copper | On site inspection only | Non-lead - Plastic | No | On site inspection only | Single family | [9 empty] | Non-Lead
| 650 BROWN ST | Non-lead - Copper | On site inspection only | Non-lead - Copper | No | On site inspection only | Single family | [9 empty] | Non-Lead
| 3488 MYRTLE ST | Non-lead - Copper | On site inspection only | Non-lead - Copper | No | On site inspection only | Single family | [9 empty] | Non-Lead
| 1304 JUDY ST | Non-lead - Copper | On site inspection only | Non-lead - Copper | No | On site inspection only | Single family | [9 empty] | Non-Lead
| 1050 N SECOND ST | Non-lead - Copper | On site inspection only | Non-lead - Copper | No | On site inspection only | Single family | [9 empty] | Non-Lead
| 910 BROWN ST | Non-lead - Copper | On site inspection only | Non-lead - Copper | No | On site inspection only | Single family | [9 empty] | Non-Lead
| 1652 SALLAL RD | Non-lead - Copper | On site inspection only | Non-lead - Copper | No | On site inspection only | Single family | [9 empty] | Non-Lead
| 345 S CASCADE DR | Non-lead - Copper | On site inspection only | Non-lead - Copper | No | On site inspection only | Single family | [9 empty] | Non-Lead
| 998 ASTOR WAY | Non-lead - Copper | On site inspection only | Galvanized (Iron or Steel) | No | On site inspection only | Single family | [9 empty] | Non-Lead
| 1690 TEN OAKS LN | Non-lead - Copper | On site inspection only | Non-lead - Copper | No | On site inspection only | Single family | [9 empty] | Non-Lead
| 1450 DESANTIS DR | Non-lead - Copper | On site inspection only | Non-lead - Plastic | No | On site inspection only | Single family | [9 empty] | Non-Lead
| 450 SMITH DR | Non-lead - Copper | On site inspection only | Non-lead - Copper | No | On site inspection only | Single family | [9 empty] | Non-Lead
| 200 SMITH DR | Non-lead - Copper | On site inspection only | Non-lead - Copper | No | On site inspection only | Single family | [9 empty] | Non-Lead
| 500 JANA AVE | Non-lead - Copper | On site inspection only | Non-lead - Copper | No | On site inspection only | Single family | [9 empty] | Non-Lead
| 790 KELOWNA ST | Non-lead - Copper | On site inspection only | Non-lead - Copper | No | On site inspection only | Single family | [9 empty] | Non-Lead
| 888 PANA ST | Non-lead - Copper | On site inspection only | Non-lead - Copper | No | On site inspection only | Single family | [9 empty] | Non-Lead
| 1570 ALEXANDRA AVE | Non-lead - Copper | On site inspection only | Non-lead - Copper | No | On site inspection only | Single family | [9 empty] | Non-Lead
| 1463 BARN ST | Non-lead - Copper | On site inspection only | Galvanized (Iron or Steel) | No | On site inspection only | Single family | [9 empty] | Non-Lead
| 860 HIGH ST | Non-lead - Copper | On site inspection only | Non-lead - Copper | No | On site inspection only | Single family | [9 empty] | Non-Lead
| 1280 TIERRA LYNN DR | Non-lead - Copper | On site inspection only | Non-lead - Copper | No | On site inspection only | Single family | [9 empty] | Non-Lead
| 266 E LINCOLN ST | Non-lead - Copper | On site inspection only | Non-lead - Copper | No | On site inspection only | Single family | [9 empty] | Non-Lead
| 1138 GOOSE CREEK RD | Non-lead - Copper | On site inspection only | Non-lead - Copper | No | On site inspection only | Single family | [9 empty] | Non-Lead
| 1200 E LINCOLN ST | Non-lead - Copper | On site inspection only | Non-lead - Copper | No | On site inspection only | Single family | [9 empty] | Non-Lead
| 3259 LINFIELD AVE | Non-lead - Copper | On site inspection only | Non-lead - Copper | No | On site inspection only | Single family | [9 empty] | Non-Lead
| 1597 SUNFLOWER ST | Non-lead - Copper | On site inspection only | Non-lead - Plastic | No | On site inspection only | Single family | [9 empty] | Non-Lead
| 1720 SALLAL RD | Non-lead - Copper | On site inspection only | Non-lead - Copper | No | On site inspection only | Single family | [9 empty] | Non-Lead
| 601 OSTROM DR | Non-lead - Copper | On site inspection only | Non-lead - Plastic | No | On site inspection only | Single family | [9 empty] | Non-Lead
| 783 WARREN WAY | Non-lead - Copper | On site inspection only | Galvanized (Iron or Steel) | No | On site inspection only | Single family | [9 empty] | Non-Lead
| 531 DOUD ST | Non-lead - Copper | On site inspection only | Non-lead - Copper | No | On site inspection only | Single family | [9 empty] | Non-Lead
| 1112 THIRD ST | Non-lead - Copper | On site inspection only | Non-lead - Copper | No | On site inspection only | Single family | [9 empty] | Non-Lead
| 427 STARK ST | Non-lead - Copper | On site inspection only | Non-lead - Copper | No | On site inspection only | Single family | [9 empty] | Non-Lead
| 561 HALL ST | Non-lead - Copper | On site inspection only | Non-lead - Copper | No | On site inspection only | Single family | [9 empty] | Non-Lead
| 835 HIGH ST | Non-lead - Copper | On site inspection only | Non-lead - Copper | No | On site inspection only | Single family | [9 empty] | Non-Lead
| 254 AKSENIA ST | Non-lead - Copper | On site inspection only | Non-lead - Copper | No | On site inspection only | Single family | [9 empty] | Non-Lead
| 1164 THIRD ST | Non-lead - Copper | On site inspection only | Non-lead - Copper | No | On site inspection only | Single family | [9 empty] | Non-Lead
| 509 S FRONT ST | Non-lead - Copper | On site inspection only | Non-lead - Copper | No | On site inspection only | Single family | [9 empty] | Non-Lead
| 1039 N SECOND ST | Non-lead - Copper | On site inspection only | Non-lead - Copper | No | On site inspection only | Single family | [9 empty] | Non-Lead
| 258 CEDAR AVE | Non-lead - Copper | On site inspection only | Non-lead - Copper | No | On site inspection only | Single family | [9 empty] | Non-Lead
| 2060 MCCALLUM LN | Non-lead - Copper | On site inspection only | Non-lead - Plastic | No | On site inspection only | Single family | [9 empty] | Non-Lead
| 1250 TIERRA LYNN DR | Non-lead - Copper | On site inspection only | Non-lead - Copper | No | On site inspection only | Single family | [9 empty] | Non-Lead
| 521 ELM ST | Non-lead - Copper | On site inspection only | Non-lead - Copper | No | On site inspection only | Single family | [9 empty] | Non-Lead
| 1177 VANDERBECK RD | Non-lead - Copper | On site inspection only | Non-lead - Copper | No | On site inspection only | Single family | [9 empty] | Non-Lead
| 1291 RANDOLPH RD | Non-lead - Copper | On site inspection only | Non-lead - Copper | No | On site inspection only | Single family | [9 empty] | Non-Lead
| 932 ASTOR WAY | Non-lead - Copper | On site inspection only | Non-lead - Copper | No | On site inspection only | Single family | [9 empty] | Non-Lead
| 830 STARK ST | Non-lead - Copper | On site inspection only | Non-lead - Copper | No | On site inspection only | Single family | [9 empty] | Non-Lead
| 2202 BEN BROWN DR | Non-lead - Copper | On site inspection only | Non-lead - Plastic | No | On site inspection only | Single family | [9 empty] | Non-Lead
| 11846 NE CHATEAU DR | Non-lead - Copper | On site inspection only | Non-lead - Plastic | No | On site inspection only | Single family | [9 empty] | Non-Lead
| 1352 ASTOR WAY | Non-lead - Copper | On site inspection only | Non-lead - Copper | No | On site inspection only | Single family | [9 empty] | Non-Lead
| 1655 ALEXANDRA AVE | Non-lead - Copper | On site inspection only | Non-lead - Copper | No | On site inspection only | Single family | [9 empty] | Non-Lead
| 2008 SALLAL RD | Non-lead - Copper | On site inspection only | Non-lead - Copper | No | On site inspection only | Single family | [9 empty] | Non-Lead
| 501 MARSHALL ST | Non-lead - Copper | On site inspection only | Non-lead - Copper | No | On site inspection only | Single family | [9 empty] | Non-Lead
| 567 FAIRWOOD CRES | Non-lead - Copper | On site inspection only | Non-lead - Copper | No | On site inspection only | Single family | [9 empty] | Non-Lead
| 1170 ASTOR WAY | Non-lead - Copper | On site inspection only | Non-lead - Copper | No | On site inspection only | Single family | [9 empty] | Non-Lead
| 353 W CLACKAMAS CIR | Non-lead - Copper | On site inspection only | Non-lead - Copper | No | On site inspection only | Single family | [9 empty] | Non-Lead
| 1300 ASTOR CT | Non-lead - Copper | On site inspection only | Non-lead - Copper | No | On site inspection only | Single family | [9 empty] | Non-Lead
| 1158 PRINCETON RD | Non-lead - Copper | On site inspection only | Non-lead - Copper | No | On site inspection only | Single family | [9 empty] | Non-Lead
| 1338 UMPQUA RD | Non-lead - Copper | On site inspection only | Non-lead - Copper | No | On site inspection only | Single family | [9 empty] | Non-Lead
| 765 GOOSE HOLLOW CT | Non-lead - Copper | On site inspection only | Non-lead - Copper | No | On site inspection only | Single family | [9 empty] | Non-Lead
| 1535 ASTOR WAY | Non-lead - Copper | On site inspection only | Non-lead - Copper | No | On site inspection only | Single family | [9 empty] | Non-Lead
| 612 N CASCADE DR #83 | Non-lead - Copper | On site inspection only | Galvanized (Iron or Steel) | No | On site inspection only | Single family | [9 empty] | Non-Lead
| 339 FIFTH ST | Non-lead - Copper | On site inspection only | Non-lead - Copper | No | On site inspection only | Single family | [9 empty] | Non-Lead
| 2460 UMPQUA RD | Non-lead - Copper | On site inspection only | Non-lead - Copper | No | On site inspection only | Single family | [9 empty] | Non-Lead
| 2455 TRACY LN | Non-lead - Copper | On site inspection only | Non-lead - Copper | No | On site inspection only | Single family | [9 empty] | Non-Lead
| 1514 GRANITE ST | Non-lead - Copper | On site inspection only | Non-lead - Plastic | No | On site inspection only | Single family | [9 empty] | Non-Lead
| 1430 PRINCETON RD | Non-lead - Copper | On site inspection only | Non-lead - Copper | No | On site inspection only | Single family | [9 empty] | Non-Lead
| 2244 COUNTRY CLUB RD | Non-lead - Copper | On site inspection only | Galvanized (Iron or Steel) | No | On site inspection only | Single family | [9 empty] | Non-Lead
| 1412 WALTON WAY | Non-lead - Copper | On site inspection only | Galvanized (Iron or Steel) | No | On site inspection only | Single family | [9 empty] | Non-Lead
| 1549 UMPQUA RD | Non-lead - Copper | On site inspection only | Galvanized (Iron or Steel) | No | On site inspection only | Single family | [9 empty] | Non-Lead
| 1548 UMPQUA PL | Non-lead - Copper | On site inspection only | Galvanized (Iron or Steel) | No | On site inspection only | Single family | [9 empty] | Non-Lead
| 3093 CAMAS ST | Non-lead - Copper | On site inspection only | Galvanized (Iron or Steel) | No | On site inspection only | Single family | [9 empty] | Non-Lead
| 2257 LIVESAY LN | Non-lead - Copper | On site inspection only | Non-lead - Plastic | No | On site inspection only | Single family | [9 empty] | Non-Lead
| 825 ELANA WAY | Non-lead - Copper | On site inspection only | Non-lead - Copper | No | On site inspection only | Single family | [9 empty] | Non-Lead
| 717 GATCH ST | Non-lead - Copper | On site inspection only | Galvanized (Iron or Steel) | No | On site inspection only | Single family | [9 empty] | Non-Lead
| 1561 UMPQUA RD | Non-lead - Copper | On site inspection only | Galvanized (Iron or Steel) | No | On site inspection only | Single family | [9 empty] | Non-Lead
| 1089 RANDOLPH RD | Non-lead - Copper | On site inspection only | Galvanized (Iron or Steel) | No | On site inspection only | Single family | [9 empty] | Non-Lead
| 2152 KILLIAN SPRING DR | Non-lead - Copper | On site inspection only | Non-lead - Plastic | No | On site inspection only | Single family | [9 empty] | Non-Lead
| 1355 N FRONT ST | Non-lead - Copper | On site inspection only | Galvanized (Iron or Steel) | No | On site inspection only | Single family | [9 empty] | Non-Lead
| 1025 N SECOND ST | Non-lead - Copper | On site inspection only | Galvanized (Iron or Steel) | No | On site inspection only | Single family | [9 empty] | Non-Lead
| 428 WILLAMETTE ST | Non-lead - Copper | On site inspection only | Non-lead - Plastic | No | On site inspection only | Single family | [9 empty] | Non-Lead
| 1550 JANSEN WAY | Non-lead - Copper | On site inspection only | Non-lead - Plastic | No | Records only | Single family | [9 empty] | Non-Lead
| 705 E LINCOLN ST | Non-lead - Copper | On site inspection only | Non-lead - Copper | No | On site inspection only | Single family | [9 empty] | Non-Lead
| 1535 W LINCOLN ST | Non-lead - Copper | On site inspection only | Non-lead - Copper | No | On site inspection only | Single family | [9 empty] | Non-Lead
| 1114 ASTOR WAY | Non-lead - Copper | On site inspection only | Non-lead - Copper | No | On site inspection only | Single family | [9 empty] | Non-Lead
| 888 BROWN ST | Non-lead - Copper | On site inspection only | Non-lead - Copper | No | On site inspection only | Single family | [9 empty] | Non-Lead
| 690 THIRD ST | Non-lead - Copper | On site inspection only | Non-lead - Copper | No | On site inspection only | Single family | [9 empty] | Non-Lead
| 620 LEASURE ST | Non-lead - Copper | On site inspection only | Non-lead - Plastic | No | On site inspection only | Single family | [9 empty] | Non-Lead
| 2585 LEXINGTON CT | Non-lead - Copper | On site inspection only | Non-lead - Copper | No | On site inspection only | Single family | [9 empty] | Non-Lead
| 643 BROWN ST | Non-lead - Copper | On site inspection only | Non-lead - Copper | No | On site inspection only | Single family | [9 empty] | Non-Lead
| 2824 BOGIE CT | Non-lead - Copper | On site inspection only | Non-lead - Copper | No | On site inspection only | Single family | [9 empty] | Non-Lead
| 1115 ORCHARD LN | Non-lead - Copper | On site inspection only | Non-lead - Copper | No | On site inspection only | Single family | [9 empty] | Non-Lead
| 700 GATCH ST | Non-lead - Copper | On site inspection only | Non-lead - Copper | No | On site inspection only | Single family | [9 empty] | Non-Lead
| 857 KELOWNA ST | Non-lead - Copper | On site inspection only | Non-lead - Copper | No | On site inspection only | Single family | [9 empty] | Non-Lead
| 11843 NE CHATEAU DR | Non-lead - Copper | On site inspection only | Non-lead - Copper | No | On site inspection only | Single family | [9 empty] | Non-Lead
| 1334 SUNFLOWER ST | Non-lead - Copper | On site inspection only | Non-lead - Plastic | No | On site inspection only | Single family | [9 empty] | Non-Lead
| 1218 HENRY'S BLVD | Non-lead - Copper | On site inspection only | Non-lead - Copper | No | On site inspection only | Single family | [9 empty] | Non-Lead
| 1208 KOTKA ST | Non-lead - Copper | On site inspection only | Non-lead - Copper | No | On site inspection only | Single family | [9 empty] | Non-Lead
| 525 OATS ST | Non-lead - Copper | On site inspection only | Non-lead - Plastic | No | On site inspection only | Single family | [9 empty] | Non-Lead
| 2501 HALTER DR | Non-lead - Copper | On site inspection only | Non-lead - Plastic | No | On site inspection only | Single family | [9 empty] | Non-Lead
| 391 WORKMAN DR | Non-lead - Copper | On site inspection only | Non-lead - Copper | No | On site inspection only | Single family | [9 empty] | Non-Lead
| 1283 MAYANNA DR | Non-lead - Copper | On site inspection only | Non-lead - Copper | No | On site inspection only | Single family | [9 empty] | Non-Lead
| 765 S PACIFIC HWY #29 | Non-lead - Copper | On site inspection only | Galvanized (Iron or Steel) | No | On site inspection only | Single family | [9 empty] | Non-Lead
| 389 BEN BROWN LN | Non-lead - Copper | On site inspection only | Non-lead - Plastic | No | On site inspection only | Single family | [9 empty] | Non-Lead
| 1478 SALLAL RD | Non-lead - Copper | On site inspection only | Non-lead - Copper | No | On site inspection only | Single family | [9 empty] | Non-Lead
| 1492 QUINN RD | Non-lead - Copper | On site inspection only | Non-lead - Copper | No | On site inspection only | Single family | [9 empty] | Non-Lead
| 1206 S BOONES FERRY RD | Non-lead - Copper | On site inspection only | Non-lead - Copper | No | On site inspection only | Single family | [9 empty] | Non-Lead
| 1395 TOMLIN AVE | Non-lead - Copper | On site inspection only | Non-lead - Copper | No | On site inspection only | Single family | [9 empty] | Non-Lead
| 641 BRYAN ST | Non-lead - Copper | On site inspection only | Non-lead - Copper | No | On site inspection only | Single family | [9 empty] | Non-Lead
| 729 WALKER CT | Non-lead - Copper | On site inspection only | Non-lead - Copper | No | On site inspection only | Single family | [9 empty] | Non-Lead
| 1554 ASTOR WAY | Non-lead - Copper | On site inspection only | Non-lead - Copper | No | On site inspection only | Single family | [9 empty] | Non-Lead
| 490 TUKWILA DR | Non-lead - Copper | On site inspection only | Non-lead - Copper | No | On site inspection only | Single family | [9 empty] | Non-Lead
| 1363 GARDEN WAY | Non-lead - Copper | On site inspection only | Non-lead - Copper | No | On site inspection only | Single family | [9 empty] | Non-Lead
| 527 BARLEY ST | Non-lead - Copper | On site inspection only | Non-lead - Plastic | No | On site inspection only | Single family | [9 empty] | Non-Lead
| 1595 TEN OAKS LN | Non-lead - Copper | On site inspection only | Non-lead - Copper | No | On site inspection only | Single family | [9 empty] | Non-Lead
| 1170 KOTKA ST | Non-lead - Copper | On site inspection only | Non-lead - Copper | No | On site inspection only | Single family | [9 empty] | Non-Lead
| 1410 RAINIER RD | Non-lead - Copper | On site inspection only | Non-lead - Copper | No | On site inspection only | Single family | [9 empty] | Non-Lead
| 2400 MILLER FARM RD | Non-lead - Copper | On site inspection only | Non-lead - Copper | No | On site inspection only | Single family | [9 empty] | Non-Lead
| 1953 COUNTRY CLUB RD | Non-lead - Copper | On site inspection only | Non-lead - Copper | No | On site inspection only | Single family | [9 empty] | Non-Lead
| 1685 ECOLA WAY | Non-lead - Copper | On site inspection only | Non-lead - Copper | No | On site inspection only | Single family | [9 empty] | Non-Lead
| 338 E LINCOLN ST | Non-lead - Copper | On site inspection only | Non-lead - Copper | No | On site inspection only | Single family | [9 empty] | Non-Lead
| 555 S COLUMBIA DR | Non-lead - Copper | On site inspection only | Non-lead - Copper | No | On site inspection only | Single family | [9 empty] | Non-Lead
| 784 S COLUMBIA DR | Non-lead - Copper | On site inspection only | Non-lead - Copper | No | On site inspection only | Single family | [9 empty] | Non-Lead
| 11856 NE CHATEAU DR | Non-lead - Copper | On site inspection only | Non-lead - Plastic | No | On site inspection only | Single family | [9 empty] | Non-Lead
| 1664 PRINCETON RD | Non-lead - Copper | On site inspection only | Non-lead - Copper | No | On site inspection only | Single family | [9 empty] | Non-Lead
| 762 GOOSE HOLLOW CT | Non-lead - Copper | On site inspection only | Non-lead - Copper | No | On site inspection only | Single family | [9 empty] | Non-Lead
| 2640 HAZELNUT DR | Non-lead - Copper | On site inspection only | Non-lead - Copper | No | On site inspection only | Single family | [9 empty] | Non-Lead
| 1920 W SANTIAM DR | Non-lead - Copper | On site inspection only | Non-lead - Copper | No | On site inspection only | Single family | [9 empty] | Non-Lead
| 2343 OREGON CT | Non-lead - Copper | On site inspection only | Non-lead - Copper | No | On site inspection only | Single family | [9 empty] | Non-Lead
| 1420 THOMPSON RD | Non-lead - Copper | On site inspection only | Non-lead - Copper | No | On site inspection only | Single family | [9 empty] | Non-Lead
| 3576 PALIMINO AVE | Non-lead - Copper | On site inspection only | Non-lead - Copper | No | On site inspection only | Single family | [9 empty] | Non-Lead
| 1100 THIRD ST | Non-lead - Copper | On site inspection only | Non-lead - Copper | No | On site inspection only | Single family | [9 empty] | Non-Lead
| 411 VINE AVE | Non-lead - Copper | On site inspection only | Non-lead - Copper | No | On site inspection only | Single family | [9 empty] | Non-Lead
| 395 SMITH DR | Non-lead - Copper | On site inspection only | Non-lead - Copper | No | On site inspection only | Single family | [9 empty] | Non-Lead
| 1177 DELLMOOR WAY | Non-lead - Copper | On site inspection only | Non-lead - Copper | No | On site inspection only | Single family | [9 empty] | Non-Lead
| 2060 CRESTLINE DR | Non-lead - Copper | On site inspection only | Non-lead - Copper | No | On site inspection only | Single family | [9 empty] | Non-Lead
| 1075 TIERRA CT | Non-lead - Copper | On site inspection only | Non-lead - Copper | No | On site inspection only | Single family | [9 empty] | Non-Lead
| 3270 MYRTLE ST | Non-lead - Copper | On site inspection only | Non-lead - Copper | No | On site inspection only | Single family | [9 empty] | Non-Lead
| 199 S COLUMBIA DR | Non-lead - Copper | On site inspection only | Non-lead - Copper | No | On site inspection only | Single family | [9 empty] | Non-Lead
| 565 COZY WAY | Non-lead - Copper | On site inspection only | Non-lead - Plastic | No | On site inspection only | Single family | [9 empty] | Non-Lead
| 1315 ANNA ST | Non-lead - Copper | On site inspection only | Non-lead - Copper | No | On site inspection only | Single family | [9 empty] | Non-Lead
| 935 SIXTH ST | Non-lead - Copper | On site inspection only | Non-lead - Copper | No | On site inspection only | Single family | [9 empty] | Non-Lead
| 1697 UMPQUA RD | Non-lead - Copper | On site inspection only | Non-lead - Copper | No | On site inspection only | Single family | [9 empty] | Non-Lead
| 1680 LAUREL AVE | Non-lead - Copper | On site inspection only | Non-lead - Copper | No | On site inspection only | Single family | [9 empty] | Non-Lead
| 1932 COUNTRY CLUB RD | Non-lead - Copper | On site inspection only | Non-lead - Copper | No | On site inspection only | Single family | [9 empty] | Non-Lead
| 1468 DAYLILY ST | Non-lead - Copper | On site inspection only | Non-lead - Plastic | No | On site inspection only | Single family | [9 empty] | Non-Lead
| 1293 COOLEY RD | Non-lead - Copper | On site inspection only | Non-lead - Copper | No | On site inspection only | Single family | [9 empty] | Non-Lead
| 2808 TUKWILA DR | Non-lead - Copper | On site inspection only | Non-lead - Copper | No | On site inspection only | Single family | [9 empty] | Non-Lead
| 1073 KENNEDY ST | Non-lead - Copper | On site inspection only | Non-lead - Plastic | No | On site inspection only | Single family | [9 empty] | Non-Lead
| 531 GARFIELD ST | Non-lead - Copper | On site inspection only | Non-lead - Copper | No | On site inspection only | Single family | [9 empty] | Non-Lead
| 520 PRAIRIE ST | Non-lead - Copper | On site inspection only | Non-lead - Copper | No | On site inspection only | Single family | [9 empty] | Non-Lead
| 765 S PACIFIC HWY #13 | Non-lead - Copper | On site inspection only | Galvanized (Iron or Steel) | No | On site inspection only | Single family | [9 empty] | Non-Lead
| 792 FESCUE AVE | Non-lead - Copper | On site inspection only | Non-lead - Plastic | No | On site inspection only | Single family | [9 empty] | Non-Lead
| 1400 W HAYES ST | Non-lead - Copper | On site inspection only | Non-lead - Copper | No | On site inspection only | Single family | [9 empty] | Non-Lead
| 1083 WILSON ST | Non-lead - Copper | On site inspection only | Non-lead - Plastic | No | Records only | Single family | [9 empty] | Non-Lead
| 585 GRANT ST | Non-lead - Copper | On site inspection only | Non-lead - Copper | No | On site inspection only | Single family | [9 empty] | Non-Lead
| 1650 NEWPORT WAY | Non-lead - Copper | On site inspection only | Non-lead - Copper | No | On site inspection only | Single family | [9 empty] | Non-Lead
| 612 N CASCADE DR #62 | Non-lead - Copper | On site inspection only | Galvanized (Iron or Steel) | No | On site inspection only | Single family | [9 empty] | Non-Lead
| 1199 STANFIELD RD | Non-lead - Copper | On site inspection only | Non-lead - Copper | No | On site inspection only | Single family | [9 empty] | Non-Lead
| 3189 LINDA ST | Non-lead - Copper | On site inspection only | Non-lead - Copper | No | On site inspection only | Single family | [9 empty] | Non-Lead
| 395 PALM AVE | Non-lead - Copper | On site inspection only | Non-lead - Copper | No | On site inspection only | Single family | [9 empty] | Non-Lead
| 2765 STANFORD ST | Non-lead - Copper | On site inspection only | Non-lead - Copper | No | On site inspection only | Single family | [9 empty] | Non-Lead
| 1241 ALETHA ST | Non-lead - Copper | On site inspection only | Non-lead - Copper | No | On site inspection only | Single family | [9 empty] | Non-Lead
| 1557 CONSTITUTION AVE | Non-lead - Copper | On site inspection only | Non-lead - Copper | No | On site inspection only | Single family | [9 empty] | Non-Lead
| 1399 UMPQUA RD | Non-lead - Copper | On site inspection only | Non-lead - Copper | No | On site inspection only | Single family | [9 empty] | Non-Lead
| 2092 KILLIAN SPRING DR | Non-lead - Copper | On site inspection only | Non-lead - Plastic | No | On site inspection only | Single family | [9 empty] | Non-Lead
| 1586 JANSEN WAY | Non-lead - Copper | On site inspection only | Non-lead - Plastic | No | Records only | Single family | [9 empty] | Non-Lead
| 2460 MERIDIAN DR | Non-lead - Copper | On site inspection only | Non-lead - Copper | No | On site inspection only | Single family | [9 empty] | Non-Lead
| 1214 MAYANNA DR | Non-lead - Copper | On site inspection only | Non-lead - Copper | No | On site inspection only | Single family | [9 empty] | Non-Lead
| 1473 SUNFLOWER ST | Non-lead - Copper | On site inspection only | Non-lead - Plastic | No | On site inspection only | Single family | [9 empty] | Non-Lead
| 655 THOMAS WAY | Non-lead - Copper | On site inspection only | Non-lead - Plastic | No | On site inspection only | Single family | [9 empty] | Non-Lead
| 1311 JACOB ST | Non-lead - Copper | On site inspection only | Non-lead - Copper | No | On site inspection only | Single family | [9 empty] | Non-Lead
| 1288 MAYANNA DR | Non-lead - Copper | On site inspection only | Non-lead - Copper | No | On site inspection only | Single family | [9 empty] | Non-Lead
| 701 OSTROM DR | Non-lead - Copper | On site inspection only | Non-lead - Plastic | No | On site inspection only | Single family | [9 empty] | Non-Lead
| 1633 PARK AVE | Non-lead - Copper | On site inspection only | Non-lead - Copper | No | On site inspection only | Single family | [9 empty] | Non-Lead
| 1736 PRINCETON RD | Non-lead - Copper | On site inspection only | Non-lead - Copper | No | On site inspection only | Single family | [9 empty] | Non-Lead
| 2011 CRESTLINE DR | Non-lead - Copper | On site inspection only | Non-lead - Copper | No | On site inspection only | Single family | [9 empty] | Non-Lead
| 471 VINE AVE | Non-lead - Copper | On site inspection only | Non-lead - Copper | No | On site inspection only | Single family | [9 empty] | Non-Lead
| 612 N CASCADE DR #22 | Non-lead - Copper | On site inspection only | Galvanized (Iron or Steel) | No | On site inspection only | Single family | [9 empty] | Non-Lead
| 1505 PRINCETON RD | Non-lead - Copper | On site inspection only | Non-lead - Plastic | No | Records only | Single family | [9 empty] | Non-Lead
| 1381 ASTOR CT | Non-lead - Copper | On site inspection only | Non-lead - Copper | No | On site inspection only | Single family | [9 empty] | Non-Lead
| 2036 SALLAL RD | Non-lead - Copper | On site inspection only | Non-lead - Copper | No | On site inspection only | Single family | [9 empty] | Non-Lead
| 1275 ELANA DR | Non-lead - Copper | On site inspection only | Non-lead - Copper | No | On site inspection only | Single family | [9 empty] | Non-Lead
| 240 S CASCADE DR | Non-lead - Copper | On site inspection only | Non-lead - Copper | No | On site inspection only | Single family | [9 empty] | Non-Lead
| 2731 OXFORD ST | Non-lead - Copper | On site inspection only | Non-lead - Copper | No | On site inspection only | Single family | [9 empty] | Non-Lead
| 1106 PARK AVE | Non-lead - Copper | On site inspection only | Non-lead - Copper | No | On site inspection only | Single family | [9 empty] | Non-Lead
| 1349 VANDERBECK LN | Non-lead - Copper | On site inspection only | Non-lead - Copper | No | On site inspection only | Single family | [9 empty] | Non-Lead
| 639 COMSTOCK AVE | Non-lead - Copper | On site inspection only | Non-lead - Copper | No | On site inspection only | Single family | [9 empty] | Non-Lead
| 539 WARREN WAY | Non-lead - Copper | On site inspection only | Non-lead - Copper | No | On site inspection only | Single family | [9 empty] | Non-Lead
| 239 HERITAGE AVE | Non-lead - Copper | On site inspection only | Non-lead - Copper | No | On site inspection only | Single family | [9 empty] | Non-Lead
| 1496 RAINIER RD | Non-lead - Copper | On site inspection only | Non-lead - Copper | No | On site inspection only | Single family | [9 empty] | Non-Lead
| 1060 KENNEDY ST | Non-lead - Copper | On site inspection only | Non-lead - Plastic | No | On site inspection only | Single family | [9 empty] | Non-Lead
| 3281 JORY ST | Non-lead - Copper | On site inspection only | Non-lead - Copper | No | On site inspection only | Single family | [9 empty] | Non-Lead
| 1996 ASTOR WAY | Non-lead - Copper | On site inspection only | Non-lead - Copper | No | On site inspection only | Single family | [9 empty] | Non-Lead
| 3175 NEKIA ST | Non-lead - Copper | On site inspection only | Non-lead - Copper | No | On site inspection only | Single family | [9 empty] | Non-Lead
| 334 KILLIAN SPRING DR | Non-lead - Copper | On site inspection only | Non-lead - Plastic | No | On site inspection only | Single family | [9 empty] | Non-Lead
| 2605 ROANOKE ST | Non-lead - Copper | On site inspection only | Non-lead - Copper | No | On site inspection only | Single family | [9 empty] | Non-Lead
| 865 GATCH ST | Non-lead - Copper | On site inspection only | Non-lead - Copper | No | On site inspection only | Single family | [9 empty] | Non-Lead
| 1065 HERMANSON ST | Non-lead - Copper | On site inspection only | Non-lead - Copper | No | On site inspection only | Single family | [9 empty] | Non-Lead
| 1822 SMITH DR | Non-lead - Copper | On site inspection only | Non-lead - Plastic | No | On site inspection only | Single family | [9 empty] | Non-Lead
| 1213 INDEPENDENCE CT | Non-lead - Copper | On site inspection only | Non-lead - Copper | No | On site inspection only | Single family | [9 empty] | Non-Lead
| 1655 RAINIER RD | Non-lead - Copper | On site inspection only | Non-lead - Copper | No | On site inspection only | Single family | [9 empty] | Non-Lead
| 1787 BEN BROWN LN | Non-lead - Copper | On site inspection only | Non-lead - Plastic | No | On site inspection only | Single family | [9 empty] | Non-Lead
| 276 E LINCOLN ST | Non-lead - Copper | On site inspection only | Non-lead - Copper | No | On site inspection only | Single family | [9 empty] | Non-Lead
| 2817 REVERE ST | Non-lead - Copper | On site inspection only | Non-lead - Copper | No | On site inspection only | Single family | [9 empty] | Non-Lead
| 1243 ANNA ST | Non-lead - Copper | On site inspection only | Non-lead - Copper | No | On site inspection only | Single family | [9 empty] | Non-Lead
| 1234 SMITH DR | Non-lead - Copper | On site inspection only | Non-lead - Plastic | No | On site inspection only | Single family | [9 empty] | Non-Lead
| 265 HAWLEY ST | Non-lead - Copper | On site inspection only | Non-lead - Copper | No | On site inspection only | Single family | [9 empty] | Non-Lead
| 281 SKYLER DR | Non-lead - Copper | On site inspection only | Non-lead - Copper | No | On site inspection only | Single family | [9 empty] | Non-Lead
| 427 INGLEWOOD LN | Non-lead - Copper | On site inspection only | Non-lead - Copper | No | On site inspection only | Single family | [9 empty] | Non-Lead
| 1377 GARDEN WAY | Non-lead - Copper | On site inspection only | Non-lead - Copper | No | On site inspection only | Single family | [9 empty] | Non-Lead
| 1956 MERIDIAN DR | Non-lead - Copper | On site inspection only | Non-lead - Copper | No | On site inspection only | Single family | [9 empty] | Non-Lead
| 1519 ARLINGTON AVE | Non-lead - Copper | On site inspection only | Non-lead - Copper | No | On site inspection only | Single family | [9 empty] | Non-Lead
| 701 SMITH DR | Non-lead - Copper | On site inspection only | Non-lead - Copper | No | On site inspection only | Single family | [9 empty] | Non-Lead
| 460 TROON AVE | Non-lead - Copper | On site inspection only | Non-lead - Plastic | No | On site inspection only | Single family | [9 empty] | Non-Lead
| 1695 W LINCOLN ST | Non-lead - Copper | On site inspection only | Non-lead - Copper | No | On site inspection only | Single family | [9 empty] | Non-Lead
| 398 W CLEVELAND ST | Non-lead - Copper | On site inspection only | Non-lead - Copper | No | On site inspection only | Single family | [9 empty] | Non-Lead
| 998 W HAYES ST | Non-lead - Copper | On site inspection only | Non-lead - Copper | No | On site inspection only | Single family | [9 empty] | Non-Lead
| 1579 CONSTITUTION AVE | Non-lead - Copper | On site inspection only | Non-lead - Copper | No | On site inspection only | Single family | [9 empty] | Non-Lead
| 730 GARFIELD ST | Non-lead - Copper | On site inspection only | Non-lead - Copper | No | On site inspection only | Single family | [9 empty] | Non-Lead
| 1135 ORCHARD LN | Non-lead - Copper | On site inspection only | Non-lead - Copper | No | On site inspection only | Single family | [9 empty] | Non-Lead
| 1061 PANA ST | Non-lead - Copper | On site inspection only | Non-lead - Copper | No | On site inspection only | Single family | [9 empty] | Non-Lead
| 620 S SETTLEMIER AVE | Non-lead - Copper | On site inspection only | Non-lead - Copper | No | On site inspection only | Single family | [9 empty] | Non-Lead
| 2853 W HAYES ST | Non-lead - Copper | On site inspection only | Non-lead - Copper | No | On site inspection only | Single family | [9 empty] | Non-Lead
| 1358 RAINIER RD | Non-lead - Copper | On site inspection only | Non-lead - Copper | No | On site inspection only | Single family | [9 empty] | Non-Lead
| 420 MCLAUGHLIN DR | Non-lead - Copper | On site inspection only | Non-lead - Copper | No | On site inspection only | Single family | [9 empty] | Non-Lead
| 950 GATCH ST | Non-lead - Copper | On site inspection only | Non-lead - Copper | No | On site inspection only | Single family | [9 empty] | Non-Lead
| 1108 N FIRST ST | Non-lead - Copper | On site inspection only | Non-lead - Copper | No | On site inspection only | Single family | [9 empty] | Non-Lead
| 1986 MCCALLUM LN | Non-lead - Copper | On site inspection only | Non-lead - Plastic | No | On site inspection only | Single family | [9 empty] | Non-Lead
| 377 ACACIA AVE | Non-lead - Copper | On site inspection only | Non-lead - Copper | No | On site inspection only | Single family | [9 empty] | Non-Lead
| 789 FIFTH ST | Non-lead - Copper | On site inspection only | Non-lead - Copper | No | On site inspection only | Single family | [9 empty] | Non-Lead
| 612 N CASCADE DR #11 | Non-lead - Copper | On site inspection only | Galvanized (Iron or Steel) | No | On site inspection only | Single family | [9 empty] | Non-Lead
| 2773 DUKE ST | Non-lead - Copper | Both records and inspection | Non-lead - Plastic | No | Both records and inspection | Single family | [9 empty] | Non-Lead
| 439 OATS ST | Non-lead - Copper | On site inspection only | Non-lead - Plastic | No | On site inspection only | Single family | [9 empty] | Non-Lead
| 624 CHURCH ST | Non-lead - Copper | On site inspection only | Non-lead - Copper | No | On site inspection only | Single family | [9 empty] | Non-Lead
| 755 HARRISON ST | Non-lead - Copper | On site inspection only | Non-lead - Copper | No | On site inspection only | Single family | [9 empty] | Non-Lead
| 325 BROWN ST | Non-lead - Copper | On site inspection only | Non-lead - Copper | No | On site inspection only | Single family | [9 empty] | Non-Lead
| 995 CAHILL WAY | Non-lead - Copper | On site inspection only | Non-lead - Copper | No | On site inspection only | Single family | [9 empty] | Non-Lead
| 11855 NE CHATEAU DR | Non-lead - Copper | On site inspection only | Galvanized (Iron or Steel) | No | On site inspection only | Single family | [9 empty] | Non-Lead
| 670 STARK ST | Non-lead - Copper | On site inspection only | Non-lead - Copper | No | On site inspection only | Single family | [9 empty] | Non-Lead
| 3227 NEKIA ST | Non-lead - Copper | On site inspection only | Non-lead - Copper | No | On site inspection only | Single family | [9 empty] | Non-Lead
| 451 STARK ST | Non-lead - Copper | On site inspection only | Non-lead - Copper | No | On site inspection only | Single family | [9 empty] | Non-Lead
| 472 TROON AVE | Non-lead - Copper | On site inspection only | Non-lead - Plastic | No | On site inspection only | Single family | [9 empty] | Non-Lead
| 2295 UMPQUA RD | Non-lead - Copper | On site inspection only | Non-lead - Copper | No | On site inspection only | Single family | [9 empty] | Non-Lead
| 420 BAYLOR DR | Non-lead - Copper | On site inspection only | Non-lead - Plastic | No | On site inspection only | Single family | [9 empty] | Non-Lead
| 1232 ANNA ST | Non-lead - Copper | On site inspection only | Non-lead - Copper | No | On site inspection only | Single family | [9 empty] | Non-Lead
| 944 CAHILL WAY | Non-lead - Copper | On site inspection only | Non-lead - Copper | No | On site inspection only | Single family | [9 empty] | Non-Lead
| 893 PANA ST | Non-lead - Copper | On site inspection only | Non-lead - Copper | No | On site inspection only | Single family | [9 empty] | Non-Lead
| 839 JOHNSON ST | Non-lead - Copper | On site inspection only | Non-lead - Copper | No | On site inspection only | Single family | [9 empty] | Non-Lead
| 612 N CASCADE DR #84 | Non-lead - Copper | On site inspection only | Galvanized (Iron or Steel) | No | On site inspection only | Single family | [9 empty] | Non-Lead
| 471 MUIRFIELD LN | Non-lead - Copper | On site inspection only | Non-lead - Copper | No | On site inspection only | Single family | [9 empty] | Non-Lead
| 1670 GRANITE ST | Non-lead - Copper | On site inspection only | Non-lead - Plastic | No | On site inspection only | Single family | [9 empty] | Non-Lead
| 724 WILLOW AVE | Non-lead - Copper | On site inspection only | Non-lead - Copper | No | On site inspection only | Single family | [9 empty] | Non-Lead
| 1181 PARK CIR | Non-lead - Copper | On site inspection only | Non-lead - Copper | No | On site inspection only | Single family | [9 empty] | Non-Lead
| 818 OSTROM DR | Non-lead - Copper | On site inspection only | Non-lead - Plastic | No | On site inspection only | Single family | [9 empty] | Non-Lead
| 1595 AZTEC DR | Non-lead - Copper | On site inspection only | Non-lead - Plastic | No | Records only | Single family | [9 empty] | Non-Lead
| 456 MUIRFIELD LN | Non-lead - Copper | On site inspection only | Non-lead - Copper | No | On site inspection only | Single family | [9 empty] | Non-Lead
| 2104 KILLIAN SPRING DR | Non-lead - Copper | On site inspection only | Non-lead - Plastic | No | On site inspection only | Single family | [9 empty] | Non-Lead
| 1510 VAN LIEU CT | Non-lead - Copper | On site inspection only | Non-lead - Copper | No | On site inspection only | Single family | [9 empty] | Non-Lead
| 1871 JANSEN WAY | Non-lead - Copper | On site inspection only | Non-lead - Copper | No | On site inspection only | Single family | [9 empty] | Non-Lead
| 1269 DAHLIA ST | Non-lead - Copper | On site inspection only | Non-lead - Plastic | No | On site inspection only | Single family | [9 empty] | Non-Lead
| 1051 WILSON ST | Non-lead - Copper | On site inspection only | Non-lead - Copper | No | On site inspection only | Single family | [9 empty] | Non-Lead
| 663 N FIRST ST | Non-lead - Copper | On site inspection only | Non-lead - Copper | No | On site inspection only | Single family | [9 empty] | Non-Lead
| 840 HIGH ST | Non-lead - Copper | On site inspection only | Non-lead - Copper | No | On site inspection only | Single family | [9 empty] | Non-Lead
| 870 ELANA WAY | Non-lead - Copper | On site inspection only | Non-lead - Copper | No | On site inspection only | Single family | [9 empty] | Non-Lead
| 1291 VANDERBECK LN | Non-lead - Copper | On site inspection only | Non-lead - Copper | No | On site inspection only | Single family | [9 empty] | Non-Lead
| 366 ACACIA AVE | Non-lead - Copper | On site inspection only | Non-lead - Copper | No | On site inspection only | Single family | [9 empty] | Non-Lead
| 489 GRANT ST | Non-lead - Copper | On site inspection only | Non-lead - Copper | No | On site inspection only | Single family | [9 empty] | Non-Lead
| 1593 JAMES ST | Non-lead - Copper | On site inspection only | Non-lead - Copper | No | On site inspection only | Single family | [9 empty] | Non-Lead
| 573 ARTHUR ST | Non-lead - Copper | On site inspection only | Non-lead - Copper | No | On site inspection only | Single family | [9 empty] | Non-Lead
| 1105 HARDCASTLE AVE | Non-lead - Copper | On site inspection only | Non-lead - Plastic | No | On site inspection only | Single family | [9 empty] | Non-Lead
| 2693 BEN BROWN DR | Non-lead - Copper | On site inspection only | Non-lead - Plastic | No | On site inspection only | Single family | [9 empty] | Non-Lead
| 1420 UMPQUA RD | Non-lead - Copper | On site inspection only | Non-lead - Copper | No | On site inspection only | Single family | [9 empty] | Non-Lead
| 1072 YOUNG ST | Non-lead - Copper | On site inspection only | Non-lead - Copper | No | On site inspection only | Single family | [9 empty] | Non-Lead
| 3009 CAMAS ST | Non-lead - Copper | On site inspection only | Non-lead - Copper | No | On site inspection only | Single family | [9 empty] | Non-Lead
| 612 N CASCADE DR #76 | Non-lead - Copper | On site inspection only | Galvanized (Iron or Steel) | No | On site inspection only | Single family | [9 empty] | Non-Lead
| 717 N CASCADE DR | Non-lead - Copper | On site inspection only | Non-lead - Plastic | No | Records only | Single family | [9 empty] | Non-Lead
| 1330 VANDERBECK LN | Non-lead - Copper | On site inspection only | Non-lead - Copper | No | On site inspection only | Single family | [9 empty] | Non-Lead
| 1559 COUNTRY CLUB CIR | Non-lead - Copper | On site inspection only | Non-lead - Copper | No | On site inspection only | Single family | [9 empty] | Non-Lead
| 1386 HAMPTON WAY | Non-lead - Copper | On site inspection only | Non-lead - Copper | No | On site inspection only | Single family | [9 empty] | Non-Lead
| 757 N CASCADE DR | Non-lead - Copper | On site inspection only | Non-lead - Copper | No | On site inspection only | Single family | [9 empty] | Non-Lead
| 1105 ORCHARD LN | Non-lead - Copper | On site inspection only | Non-lead - Copper | No | On site inspection only | Single family | [9 empty] | Non-Lead
| 1042 RANDOLPH RD | Non-lead - Copper | On site inspection only | Non-lead - Copper | No | On site inspection only | Single family | [9 empty] | Non-Lead
| 3276 MCNAUGHT ST | Non-lead - Copper | On site inspection only | Non-lead - Copper | No | On site inspection only | Single family | [9 empty] | Non-Lead
| 2656 HAZELNUT DR | Non-lead - Copper | On site inspection only | Non-lead - Copper | No | On site inspection only | Single family | [9 empty] | Non-Lead
| 1563 VANDERBECK LN | Non-lead - Copper | On site inspection only | Non-lead - Copper | No | On site inspection only | Single family | [9 empty] | Non-Lead
| 983 CAHILL WAY | Non-lead - Copper | On site inspection only | Non-lead - Copper | No | On site inspection only | Single family | [9 empty] | Non-Lead
| 1338 HAMPTON WAY | Non-lead - Copper | On site inspection only | Non-lead - Copper | No | On site inspection only | Single family | [9 empty] | Non-Lead
| 1400 ASTOR WAY | Non-lead - Copper | On site inspection only | Non-lead - Copper | No | On site inspection only | Single family | [9 empty] | Non-Lead
| 1545 PRINCETON RD | Non-lead - Copper | On site inspection only | Non-lead - Copper | No | On site inspection only | Single family | [9 empty] | Non-Lead
| 1157 ELANA DR | Non-lead - Copper | On site inspection only | Non-lead - Copper | No | On site inspection only | Single family | [9 empty] | Non-Lead
| 3332 STEVEN ST | Non-lead - Copper | On site inspection only | Non-lead - Copper | No | On site inspection only | Single family | [9 empty] | Non-Lead
| 1320 JAMES ST | Non-lead - Copper | On site inspection only | Non-lead - Copper | No | On site inspection only | Single family | [9 empty] | Non-Lead
| 1148 THIRD ST | Non-lead - Copper | On site inspection only | Non-lead - Copper | No | On site inspection only | Single family | [9 empty] | Non-Lead
| 2023 CRESTLINE DR | Non-lead - Copper | On site inspection only | Non-lead - Copper | No | On site inspection only | Single family | [9 empty] | Non-Lead
| 1610 SALLAL RD | Non-lead - Copper | On site inspection only | Non-lead - Copper | No | On site inspection only | Single family | [9 empty] | Non-Lead
| 2336 UMPQUA RD | Non-lead - Copper | On site inspection only | Non-lead - Copper | No | On site inspection only | Single family | [9 empty] | Non-Lead
| 1477 SALLAL RD | Non-lead - Copper | On site inspection only | Non-lead - Copper | No | On site inspection only | Single family | [9 empty] | Non-Lead
| 1770 VANDERBECK LN | Non-lead - Copper | On site inspection only | Non-lead - Copper | No | On site inspection only | Single family | [9 empty] | Non-Lead
| 11862 NE CHATEAU DR | Non-lead - Copper | On site inspection only | Galvanized (Iron or Steel) | No | On site inspection only | Single family | [9 empty] | Non-Lead
| 2093 LILAC WAY | Non-lead - Copper | On site inspection only | Non-lead - Copper | No | On site inspection only | Single family | [9 empty] | Non-Lead
| 1673 UMPQUA RD | Non-lead - Copper | On site inspection only | Non-lead - Copper | No | On site inspection only | Single family | [9 empty] | Non-Lead
| 2145 W SANTIAM DR | Non-lead - Copper | On site inspection only | Non-lead - Copper | No | On site inspection only | Single family | [9 empty] | Non-Lead
| 1790 VANDERBECK LN | Non-lead - Copper | On site inspection only | Non-lead - Copper | No | On site inspection only | Single family | [9 empty] | Non-Lead
| 765 S PACIFIC HWY #48 | Non-lead - Copper | On site inspection only | Galvanized (Iron or Steel) | No | On site inspection only | Single family | [9 empty] | Non-Lead
| 2672 HAZELNUT DR | Non-lead - Copper | On site inspection only | Non-lead - Copper | No | On site inspection only | Single family | [9 empty] | Non-Lead
| 3246 NEKIA ST | Non-lead - Copper | On site inspection only | Non-lead - Copper | No | On site inspection only | Single family | [9 empty] | Non-Lead
| 1378 DOGWOOD DR | Non-lead - Copper | On site inspection only | Non-lead - Copper | No | On site inspection only | Single family | [9 empty] | Non-Lead
| 1022 OGLE ST | Non-lead - Copper | On site inspection only | Non-lead - Copper | No | On site inspection only | Single family | [9 empty] | Non-Lead
| 198 HERITAGE AVE | Non-lead - Copper | On site inspection only | Non-lead - Copper | No | On site inspection only | Single family | [9 empty] | Non-Lead
| 1385 SUNFLOWER ST | Non-lead - Copper | On site inspection only | Non-lead - Plastic | No | On site inspection only | Single family | [9 empty] | Non-Lead
| 361 CORNWELL ST | Non-lead - Copper | On site inspection only | Non-lead - Plastic | No | On site inspection only | Single family | [9 empty] | Non-Lead
| 394 SYCAMORE AVE | Non-lead - Copper | On site inspection only | Non-lead - Copper | No | On site inspection only | Single family | [9 empty] | Non-Lead
| 2203 LIVESAY LN | Non-lead - Copper | On site inspection only | Non-lead - Plastic | No | On site inspection only | Single family | [9 empty] | Non-Lead
| 325 MARSHALL ST | Non-lead - Copper | On site inspection only | Non-lead - Copper | No | On site inspection only | Single family | [9 empty] | Non-Lead
| 11859 NE CHATEAU DR | Non-lead - Copper | On site inspection only | Galvanized (Iron or Steel) | No | On site inspection only | Single family | [9 empty] | Non-Lead
| 715 KELOWNA ST | Non-lead - Copper | On site inspection only | Non-lead - Copper | No | On site inspection only | Single family | [9 empty] | Non-Lead
| 1035 N FRONT ST | Non-lead - Copper | On site inspection only | Non-lead - Copper | No | On site inspection only | Single family | [9 empty] | Non-Lead
| 320 S CASCADE DR | Non-lead - Copper | On site inspection only | Non-lead - Copper | No | On site inspection only | Single family | [9 empty] | Non-Lead
| 612 N CASCADE DR #19 | Non-lead - Copper | On site inspection only | Galvanized (Iron or Steel) | No | On site inspection only | Single family | [9 empty] | Non-Lead
| 1565 THOMPSON RD | Non-lead - Copper | On site inspection only | Non-lead - Copper | No | On site inspection only | Single family | [9 empty] | Non-Lead
| 280 JANA CT | Non-lead - Copper | On site inspection only | Non-lead - Copper | No | On site inspection only | Single family | [9 empty] | Non-Lead
| 638 TROON AVE | Non-lead - Copper | On site inspection only | Non-lead - Plastic | No | On site inspection only | Single family | [9 empty] | Non-Lead
| 1245 ROY AVE | Non-lead - Copper | On site inspection only | Non-lead - Copper | No | On site inspection only | Single family | [9 empty] | Non-Lead
| 2650 HAZELNUT DR | Non-lead - Copper | On site inspection only | Non-lead - Copper | No | On site inspection only | Single family | [9 empty] | Non-Lead
| 11848 NE CHATEAU DR | Non-lead - Copper | On site inspection only | Non-lead - Copper | No | On site inspection only | Single family | [9 empty] | Non-Lead
| 1176 STANFIELD RD | Non-lead - Copper | On site inspection only | Non-lead - Copper | No | On site inspection only | Single family | [9 empty] | Non-Lead
| 393 W CLEVELAND ST | Non-lead - Copper | On site inspection only | Non-lead - Copper | No | On site inspection only | Single family | [9 empty] | Non-Lead
| 287 BROWN ST | Non-lead - Copper | On site inspection only | Non-lead - Copper | No | On site inspection only | Single family | [9 empty] | Non-Lead
| 1346 SUNFLOWER ST | Non-lead - Copper | On site inspection only | Non-lead - Plastic | No | On site inspection only | Single family | [9 empty] | Non-Lead
| 182 MCLAUGHLIN DR | Non-lead - Copper | On site inspection only | Non-lead - Copper | No | On site inspection only | Single family | [9 empty] | Non-Lead
| 990 CORBY ST | Non-lead - Copper | On site inspection only | Non-lead - Copper | No | On site inspection only | Single family | [9 empty] | Non-Lead
| 521 HALL ST | Non-lead - Copper | On site inspection only | Non-lead - Copper | No | On site inspection only | Single family | [9 empty] | Non-Lead
| 765 S PACIFIC HWY #3 | Non-lead - Copper | On site inspection only | Galvanized (Iron or Steel) | No | On site inspection only | Single family | [9 empty] | Non-Lead
| 2227 COUNTRY CLUB TER | Non-lead - Copper | On site inspection only | Non-lead - Copper | No | On site inspection only | Single family | [9 empty] | Non-Lead
| 1114 GOOSE CREEK RD | Non-lead - Copper | On site inspection only | Non-lead - Copper | No | On site inspection only | Single family | [9 empty] | Non-Lead
| 275 W LINCOLN ST | Non-lead - Copper | On site inspection only | Non-lead - Copper | No | On site inspection only | Single family | [9 empty] | Non-Lead
| 257 W LINCOLN ST | Non-lead - Copper | On site inspection only | Non-lead - Copper | No | On site inspection only | Single family | [9 empty] | Non-Lead
| 689 N FIRST ST | Non-lead - Copper | On site inspection only | Non-lead - Copper | No | On site inspection only | Single family | [9 empty] | Non-Lead
| 438 OGLE ST | Non-lead - Copper | On site inspection only | Non-lead - Copper | No | On site inspection only | Single family | [9 empty] | Non-Lead
| 2710 CITADEL ST | Non-lead - Copper | On site inspection only | Non-lead - Copper | No | On site inspection only | Single family | [9 empty] | Non-Lead
| 244 BOEAN LN | Non-lead - Copper | On site inspection only | Non-lead - Copper | No | On site inspection only | Single family | [9 empty] | Non-Lead
| 207 TOUT ST | Non-lead - Copper | On site inspection only | Non-lead - Copper | No | On site inspection only | Single family | [9 empty] | Non-Lead
| 706 YOUNG ST | Non-lead - Copper | On site inspection only | Non-lead - Copper | No | On site inspection only | Single family | [9 empty] | Non-Lead
| 2802 BEN BROWN DR | Non-lead - Copper | On site inspection only | Non-lead - Plastic | No | On site inspection only | Single family | [9 empty] | Non-Lead
| 1538 GRANITE ST | Non-lead - Copper | On site inspection only | Non-lead - Plastic | No | On site inspection only | Single family | [9 empty] | Non-Lead
| 1686 CRESTLINE DR | Non-lead - Copper | On site inspection only | Non-lead - Copper | No | On site inspection only | Single family | [9 empty] | Non-Lead
| 1210 DAYLILY ST | Non-lead - Copper | On site inspection only | Non-lead - Plastic | No | On site inspection only | Single family | [9 empty] | Non-Lead
| 667 CUPIDS CT | Non-lead - Copper | On site inspection only | Non-lead - Copper | No | On site inspection only | Single family | [9 empty] | Non-Lead
| 833 GATCH ST | Non-lead - Copper | On site inspection only | Non-lead - Copper | No | On site inspection only | Single family | [9 empty] | Non-Lead
| 1083 STANFIELD RD | Non-lead - Copper | On site inspection only | Non-lead - Copper | No | On site inspection only | Single family | [9 empty] | Non-Lead
| 2695 CREIGHTON ST | Non-lead - Copper | On site inspection only | Non-lead - Plastic | No | On site inspection only | Single family | [9 empty] | Non-Lead
| 2323 BEN BROWN DR | Non-lead - Copper | On site inspection only | Non-lead - Plastic | No | On site inspection only | Single family | [9 empty] | Non-Lead
| 1529 NEWPORT WAY | Non-lead - Copper | On site inspection only | Non-lead - Copper | No | On site inspection only | Single family | [9 empty] | Non-Lead
| 612 N CASCADE DR #12 | Non-lead - Copper | On site inspection only | Galvanized (Iron or Steel) | No | On site inspection only | Single family | [9 empty] | Non-Lead
| 687 WOODLAND AVE | Non-lead - Copper | On site inspection only | Non-lead - Copper | No | On site inspection only | Single family | [9 empty] | Non-Lead
| 1248 QUINN RD | Non-lead - Copper | On site inspection only | Non-lead - Copper | No | On site inspection only | Single family | [9 empty] | Non-Lead
| 1585 RAINIER RD | Non-lead - Copper | On site inspection only | Non-lead - Copper | No | On site inspection only | Single family | [9 empty] | Non-Lead
| 672 S CASCADE DR | Non-lead - Copper | On site inspection only | Non-lead - Copper | No | On site inspection only | Single family | [9 empty] | Non-Lead
| 659 S CASCADE DR | Non-lead - Copper | On site inspection only | Non-lead - Copper | No | On site inspection only | Single family | [9 empty] | Non-Lead
| 1765 UMPQUA RD | Non-lead - Copper | On site inspection only | Non-lead - Copper | No | On site inspection only | Single family | [9 empty] | Non-Lead
| 3128 STEVEN ST | Non-lead - Copper | On site inspection only | Non-lead - Copper | No | On site inspection only | Single family | [9 empty] | Non-Lead
| 1420 TOMLIN AVE | Non-lead - Copper | On site inspection only | Non-lead - Copper | No | On site inspection only | Single family | [9 empty] | Non-Lead
| 1155 N FIRST ST | Non-lead - Copper | On site inspection only | Non-lead - Copper | No | On site inspection only | Single family | [9 empty] | Non-Lead
| 2141 ASTOR WAY | Non-lead - Copper | On site inspection only | Non-lead - Copper | No | On site inspection only | Single family | [9 empty] | Non-Lead
| 2093 W HAYES ST | Non-lead - Copper | On site inspection only | Non-lead - Copper | No | On site inspection only | Single family | [9 empty] | Non-Lead
| 865 W LINCOLN ST | Non-lead - Copper | On site inspection only | Non-lead - Copper | No | On site inspection only | Single family | [9 empty] | Non-Lead
| 875 W LINCOLN ST | Non-lead - Copper | On site inspection only | Non-lead - Copper | No | On site inspection only | Single family | [9 empty] | Non-Lead
| 1505 SILVERTON RD | Non-lead - Copper | On site inspection only | Non-lead - Copper | No | On site inspection only | Single family | [9 empty] | Non-Lead
| 1301 HAMPTON WAY | Non-lead - Copper | On site inspection only | Non-lead - Copper | No | On site inspection only | Single family | [9 empty] | Non-Lead
| 1358 SUNFLOWER ST | Non-lead - Copper | On site inspection only | Non-lead - Plastic | No | On site inspection only | Single family | [9 empty] | Non-Lead
| 3304 JORY ST | Non-lead - Copper | On site inspection only | Non-lead - Copper | No | On site inspection only | Single family | [9 empty] | Non-Lead
| 2480 UMPQUA RD | Non-lead - Copper | On site inspection only | Non-lead - Copper | No | On site inspection only | Single family | [9 empty] | Non-Lead
| 2267 OREGON CT | Non-lead - Copper | On site inspection only | Non-lead - Copper | No | On site inspection only | Single family | [9 empty] | Non-Lead
| 1217 INDEPENDENCE CT | Non-lead - Copper | On site inspection only | Non-lead - Copper | No | On site inspection only | Single family | [9 empty] | Non-Lead
| 989 WOODLAND AVE | Non-lead - Copper | On site inspection only | Non-lead - Copper | No | On site inspection only | Single family | [9 empty] | Non-Lead
| 722 NORTH CT | Non-lead - Copper | On site inspection only | Non-lead - Copper | No | On site inspection only | Single family | [9 empty] | Non-Lead
| 360 HAWLEY ST | Non-lead - Copper | On site inspection only | Non-lead - Copper | No | On site inspection only | Single family | [9 empty] | Non-Lead
| 1373 SUNFLOWER ST | Non-lead - Copper | On site inspection only | Non-lead - Plastic | No | On site inspection only | Single family | [9 empty] | Non-Lead
| 2836 FAIRWAY ST | Non-lead - Copper | On site inspection only | Non-lead - Copper | No | On site inspection only | Single family | [9 empty] | Non-Lead
| 2089 W SANTIAM DR | Non-lead - Copper | On site inspection only | Non-lead - Copper | No | On site inspection only | Single family | [9 empty] | Non-Lead
| 2036 RAINIER RD | Non-lead - Copper | On site inspection only | Non-lead - Copper | No | On site inspection only | Single family | [9 empty] | Non-Lead
| 1540 TOMLIN AVE | Non-lead - Copper | On site inspection only | Non-lead - Copper | No | On site inspection only | Single family | [9 empty] | Non-Lead
| 1378 GARDEN WAY | Non-lead - Copper | On site inspection only | Non-lead - Copper | No | On site inspection only | Single family | [9 empty] | Non-Lead
| 1628 QUINN RD | Non-lead - Copper | On site inspection only | Non-lead - Copper | No | On site inspection only | Single family | [9 empty] | Non-Lead
| 524 E CLACKAMAS CIR | Non-lead - Copper | On site inspection only | Non-lead - Copper | No | On site inspection only | Single family | [9 empty] | Non-Lead
| 1475 WALTON WAY | Non-lead - Copper | On site inspection only | Non-lead - Copper | No | On site inspection only | Single family | [9 empty] | Non-Lead
| 2261 W HAYES ST | Non-lead - Copper | On site inspection only | Non-lead - Copper | No | On site inspection only | Single family | [9 empty] | Non-Lead
| 1365 WALTON WAY | Non-lead - Copper | On site inspection only | Non-lead - Copper | No | On site inspection only | Single family | [9 empty] | Non-Lead
| 2049 W HAYES ST | Non-lead - Copper | On site inspection only | Non-lead - Copper | No | On site inspection only | Single family | [9 empty] | Non-Lead
| 402 WILLAMETTE ST | Non-lead - Copper | On site inspection only | Non-lead - Plastic | No | On site inspection only | Single family | [9 empty] | Non-Lead
| 2320 MILLER FARM RD | Non-lead - Copper | On site inspection only | Non-lead - Copper | No | On site inspection only | Single family | [9 empty] | Non-Lead
| 485 BARLEY ST | Non-lead - Copper | On site inspection only | Non-lead - Plastic | No | On site inspection only | Single family | [9 empty] | Non-Lead
| 1110 ORCHARD LN | Non-lead - Copper | On site inspection only | Non-lead - Copper | No | On site inspection only | Single family | [9 empty] | Non-Lead
| 1055 ALDER LN | Non-lead - Copper | On site inspection only | Non-lead - Copper | No | On site inspection only | Single family | [9 empty] | Non-Lead
| 520 TUKWILA DR | Non-lead - Copper | On site inspection only | Non-lead - Copper | No | On site inspection only | Single family | [9 empty] | Non-Lead
| 932 HERMANSON ST | Non-lead - Copper | On site inspection only | Non-lead - Copper | No | On site inspection only | Single family | [9 empty] | Non-Lead
| 2751 ROANOKE ST | Non-lead - Copper | On site inspection only | Non-lead - Copper | No | On site inspection only | Single family | [9 empty] | Non-Lead
| 203 ACACIA AVE | Non-lead - Copper | On site inspection only | Non-lead - Copper | No | On site inspection only | Single family | [9 empty] | Non-Lead
| 126 WORKMAN DR | Non-lead - Copper | On site inspection only | Non-lead - Copper | No | On site inspection only | Single family | [9 empty] | Non-Lead
| 1390 WOODLAND AVE | Non-lead - Copper | On site inspection only | Non-lead - Copper | No | On site inspection only | Single family | [9 empty] | Non-Lead
| 1510 N PACIFIC HWY | Non-lead - Copper | On site inspection only | Non-lead - Copper | No | On site inspection only | Single family | [9 empty] | Non-Lead
| 1510 N PACIFIC HWY | Non-lead - Copper | On site inspection only | Non-lead - Copper | No | On site inspection only | Single family | [9 empty] | Non-Lead
| 1510 N PACIFIC HWY B | Non-lead - Copper | On site inspection only | Non-lead - Copper | No | On site inspection only | Single family | [9 empty] | Non-Lead
| 298 AKSENIA ST | Non-lead - Copper | On site inspection only | Non-lead - Copper | No | On site inspection only | Single family | [9 empty] | Non-Lead
| 511 STOLLER ST | Non-lead - Copper | On site inspection only | Non-lead - Plastic | No | On site inspection only | Single family | [9 empty] | Non-Lead
| 1367 CONSTITUTION AVE | Non-lead - Copper | On site inspection only | Non-lead - Copper | No | On site inspection only | Single family | [9 empty] | Non-Lead
| 2705 CITADEL ST | Non-lead - Copper | On site inspection only | Non-lead - Copper | No | On site inspection only | Single family | [9 empty] | Non-Lead
| 1015 WILLIAMS AVE | Non-lead - Copper | On site inspection only | Non-lead - Copper | No | On site inspection only | Single family | [9 empty] | Non-Lead
| 441 VINE AVE | Non-lead - Copper | On site inspection only | Non-lead - Copper | No | On site inspection only | Single family | [9 empty] | Non-Lead
| 765 S PACIFIC HWY #44 | Non-lead - Copper | On site inspection only | Non-lead - Copper | No | On site inspection only | Single family | [9 empty] | Non-Lead
| 1234 ROBERT ST | Non-lead - Copper | On site inspection only | Non-lead - Copper | No | On site inspection only | Single family | [9 empty] | Non-Lead
| 1638 SALLAL RD | Non-lead - Copper | On site inspection only | Non-lead - Copper | No | On site inspection only | Single family | [9 empty] | Non-Lead
| 315 QUAIL RUN CIR | Non-lead - Copper | On site inspection only | Non-lead - Copper | No | On site inspection only | Single family | [9 empty] | Non-Lead
| 612 N CASCADE DR #93 | Non-lead - Copper | On site inspection only | Galvanized (Iron or Steel) | No | On site inspection only | Single family | [9 empty] | Non-Lead
| 1496 FOXGLOVE ST | Non-lead - Copper | On site inspection only | Non-lead - Plastic | No | On site inspection only | Single family | [9 empty] | Non-Lead
| 157 S COLUMBIA DR | Non-lead - Copper | On site inspection only | Non-lead - Copper | No | On site inspection only | Single family | [9 empty] | Non-Lead
| 1620 BEN BROWN LN | Non-lead - Copper | On site inspection only | Non-lead - Plastic | No | On site inspection only | Single family | [9 empty] | Non-Lead
| 1343 ASTOR CT | Non-lead - Copper | On site inspection only | Non-lead - Copper | No | On site inspection only | Single family | [9 empty] | Non-Lead
| 898 TUKWILA DR | Non-lead - Copper | On site inspection only | Non-lead - Copper | No | On site inspection only | Single family | [9 empty] | Non-Lead
| 612 N CASCADE DR #25 | Non-lead - Copper | On site inspection only | Galvanized (Iron or Steel) | No | On site inspection only | Single family | [9 empty] | Non-Lead
| 2302 BEN BROWN DR | Non-lead - Copper | On site inspection only | Non-lead - Plastic | No | On site inspection only | Single family | [9 empty] | Non-Lead
| 599 IRONWOOD TER | Non-lead - Copper | On site inspection only | Non-lead - Copper | No | On site inspection only | Single family | [9 empty] | Non-Lead
| 2512 EDGEWATER DR | Non-lead - Copper | On site inspection only | Non-lead - Copper | No | On site inspection only | Single family | [9 empty] | Non-Lead
| 348 W CLACKAMAS CIR | Non-lead - Copper | On site inspection only | Non-lead - Copper | No | On site inspection only | Single family | [9 empty] | Non-Lead
| 990 GARFIELD ST | Non-lead - Copper | On site inspection only | Non-lead - Copper | No | On site inspection only | Single family | [9 empty] | Non-Lead
| 3638 PALIMINO AVE | Non-lead - Copper | On site inspection only | Non-lead - Copper | No | On site inspection only | Single family | [9 empty] | Non-Lead
| 418 BRADLEY ST | Non-lead - Copper | On site inspection only | Non-lead - Copper | No | On site inspection only | Single family | [9 empty] | Non-Lead
| 559 IRONWOOD TER | Non-lead - Copper | On site inspection only | Non-lead - Copper | No | On site inspection only | Single family | [9 empty] | Non-Lead
| 770 ELANA WAY | Non-lead - Copper | On site inspection only | Non-lead - Copper | No | On site inspection only | Single family | [9 empty] | Non-Lead
| 1676 QUINN RD | Non-lead - Copper | On site inspection only | Non-lead - Copper | No | On site inspection only | Single family | [9 empty] | Non-Lead
| 1265 PARKVIEW CT | Non-lead - Copper | On site inspection only | Non-lead - Copper | No | On site inspection only | Single family | [9 empty] | Non-Lead
| 235 WILLOW AVE | Non-lead - Copper | On site inspection only | Non-lead - Copper | No | On site inspection only | Single family | [9 empty] | Non-Lead
| 420 TUKWILA DR | Non-lead - Copper | On site inspection only | Non-lead - Copper | No | On site inspection only | Single family | [9 empty] | Non-Lead
| 1495 COOLEY CT | Non-lead - Copper | On site inspection only | Non-lead - Copper | No | On site inspection only | Single family | [9 empty] | Non-Lead
| 1016 FIFTH ST | Non-lead - Copper | On site inspection only | Non-lead - Copper | No | On site inspection only | Single family | [9 empty] | Non-Lead
| 2700 OXFORD ST | Non-lead - Copper | On site inspection only | Non-lead - Copper | No | On site inspection only | Single family | [9 empty] | Non-Lead
| 1365 INDEPENDENCE AVE | Non-lead - Copper | On site inspection only | Non-lead - Copper | No | On site inspection only | Single family | [9 empty] | Non-Lead
| 1550 SUNFLOWER ST | Non-lead - Copper | On site inspection only | Non-lead - Plastic | No | On site inspection only | Single family | [9 empty] | Non-Lead
| 1323 HAMPTON WAY | Non-lead - Copper | On site inspection only | Non-lead - Copper | No | On site inspection only | Single family | [9 empty] | Non-Lead
| 1447 DAHLIA ST | Non-lead - Copper | On site inspection only | Non-lead - Plastic | No | On site inspection only | Single family | [9 empty] | Non-Lead
| 1530 MT HOOD AVE | Non-lead - Copper | On site inspection only | Non-lead - Copper | No | On site inspection only | Single family | [9 empty] | Non-Lead
| 773 BRYAN ST | Non-lead - Copper | On site inspection only | Non-lead - Copper | No | On site inspection only | Single family | [9 empty] | Non-Lead
| 1000 COUNTRY CLUB RD | Non-lead - Copper | On site inspection only | Non-lead - Copper | No | On site inspection only | Single family | [9 empty] | Non-Lead
| 3601 NEWBERG HWY | Non-lead - Copper | On site inspection only | Non-lead - Copper | No | On site inspection only | Single family | [9 empty] | Non-Lead
| 864 MEADOWVALE LN | Non-lead - Copper | On site inspection only | Non-lead - Copper | No | On site inspection only | Single family | [9 empty] | Non-Lead
| 1257 BERNARD DR | Non-lead - Copper | On site inspection only | Non-lead - Copper | No | On site inspection only | Single family | [9 empty] | Non-Lead
| 1395 N FRONT ST | Non-lead - Copper | On site inspection only | Non-lead - Copper | No | On site inspection only | Single family | [9 empty] | Non-Lead
| 768 YOUNG ST | Non-lead - Copper | On site inspection only | Non-lead - Copper | No | On site inspection only | Single family | [9 empty] | Non-Lead
| 1338 GARDEN WAY | Non-lead - Copper | On site inspection only | Non-lead - Copper | No | On site inspection only | Single family | [9 empty] | Non-Lead
| 1469 TEN OAKS LN | Non-lead - Copper | On site inspection only | Non-lead - Copper | No | On site inspection only | Single family | [9 empty] | Non-Lead
| 228 S COLUMBIA DR | Non-lead - Copper | On site inspection only | Non-lead - Copper | No | On site inspection only | Single family | [9 empty] | Non-Lead
| 612 HAWLEY ST | Non-lead - Copper | On site inspection only | Non-lead - Copper | No | On site inspection only | Single family | [9 empty] | Non-Lead
| 2591 PATRIOT ST | Non-lead - Copper | On site inspection only | Non-lead - Copper | No | On site inspection only | Single family | [9 empty] | Non-Lead
| 844 OSTROM DR | Non-lead - Copper | On site inspection only | Non-lead - Plastic | No | On site inspection only | Single family | [9 empty] | Non-Lead
| 765 S PACIFIC HWY #11 | Non-lead - Copper | On site inspection only | Galvanized (Iron or Steel) | No | On site inspection only | Single family | [9 empty] | Non-Lead
| 1301 QUINN RD | Non-lead - Copper | On site inspection only | Non-lead - Copper | No | On site inspection only | Single family | [9 empty] | Non-Lead
| 2257 KILLIAN SPRING DR | Non-lead - Copper | On site inspection only | Non-lead - Plastic | No | On site inspection only | Single family | [9 empty] | Non-Lead
| 1389 CONSTITUTION AVE | Non-lead - Copper | On site inspection only | Non-lead - Copper | No | On site inspection only | Single family | [9 empty] | Non-Lead
| 612 N CASCADE DR #40 | Non-lead - Copper | On site inspection only | Galvanized (Iron or Steel) | No | On site inspection only | Single family | [9 empty] | Non-Lead
| 900 E LINCOLN ST | Non-lead - Copper | On site inspection only | Non-lead - Copper | No | On site inspection only | Single family | [9 empty] | Non-Lead
| 1631 THOMPSON RD | Non-lead - Copper | On site inspection only | Non-lead - Copper | No | On site inspection only | Single family | [9 empty] | Non-Lead
| 1453 WILLOW AVE | Non-lead - Copper | On site inspection only | Non-lead - Copper | No | On site inspection only | Single family | [9 empty] | Non-Lead
| 612 N CASCADE DR #24 | Non-lead - Copper | On site inspection only | Non-lead - Copper | No | On site inspection only | Single family | [9 empty] | Non-Lead
| 1318 ALETHA ST | Non-lead - Copper | On site inspection only | Non-lead - Copper | No | On site inspection only | Single family | [9 empty] | Non-Lead
| 1151 N PACIFIC HWY | Non-lead - Copper | On site inspection only | Non-lead - Copper | No | On site inspection only | Single family | [9 empty] | Non-Lead
| 765 S PACIFIC HWY #9 | Non-lead - Copper | On site inspection only | Galvanized (Iron or Steel) | No | On site inspection only | Single family | [9 empty] | Non-Lead
| 1257 KOTKA ST | Non-lead - Copper | On site inspection only | Non-lead - Copper | No | On site inspection only | Single family | [9 empty] | Non-Lead
| 1575 LAUREL AVE | Non-lead - Copper | On site inspection only | Non-lead - Copper | No | On site inspection only | Single family | [9 empty] | Non-Lead
| 790 S SETTLEMIER AVE | Non-lead - Copper | On site inspection only | Non-lead - Copper | No | On site inspection only | Single family | [9 empty] | Non-Lead
| 1641 QUINN RD | Non-lead - Copper | On site inspection only | Non-lead - Copper | No | On site inspection only | Single family | [9 empty] | Non-Lead
| 1546 JAMES ST | Non-lead - Copper | On site inspection only | Non-lead - Copper | No | On site inspection only | Single family | [9 empty] | Non-Lead
| 601 COZY WAY | Non-lead - Copper | On site inspection only | Non-lead - Plastic | No | On site inspection only | Single family | [9 empty] | Non-Lead
| 2242 W HAYES ST | Non-lead - Copper | On site inspection only | Non-lead - Copper | No | On site inspection only | Single family | [9 empty] | Non-Lead
| 643 WILLOW AVE | Non-lead - Copper | On site inspection only | Non-lead - Plastic | No | Records only | Single family | [9 empty] | Non-Lead
| 1629 QUINN RD | Non-lead - Copper | On site inspection only | Non-lead - Copper | No | On site inspection only | Single family | [9 empty] | Non-Lead
| 2662 HAZELNUT DR | Non-lead - Copper | On site inspection only | Non-lead - Copper | No | On site inspection only | Single family | [9 empty] | Non-Lead
| 3422 SWEETWATER AVE | Non-lead - Copper | On site inspection only | Non-lead - Copper | No | On site inspection only | Single family | [9 empty] | Non-Lead
| 1400 GEORGE ST | Non-lead - Copper | On site inspection only | Non-lead - Copper | No | On site inspection only | Single family | [9 empty] | Non-Lead
| 1485 WILLOW AVE | Non-lead - Copper | On site inspection only | Non-lead - Copper | No | On site inspection only | Single family | [9 empty] | Non-Lead
| 3396 MYRTLE ST | Non-lead - Copper | On site inspection only | Non-lead - Copper | No | On site inspection only | Single family | [9 empty] | Non-Lead
| 914 ASTOR WAY | Non-lead - Copper | On site inspection only | Non-lead - Copper | No | On site inspection only | Single family | [9 empty] | Non-Lead
| 3416 STEVEN ST | Non-lead - Copper | On site inspection only | Non-lead - Copper | No | On site inspection only | Single family | [9 empty] | Non-Lead
| 1900 KILLIAN SPRING DR | Non-lead - Copper | On site inspection only | Non-lead - Plastic | No | On site inspection only | Single family | [9 empty] | Non-Lead
| 1495 N FRONT ST | Non-lead - Copper | On site inspection only | Non-lead - Copper | No | On site inspection only | Single family | [9 empty] | Non-Lead
| 1790 WOODLAND AVE | Non-lead - Copper | On site inspection only | Non-lead - Copper | No | On site inspection only | Single family | [9 empty] | Non-Lead
| 1160 ORCHARD LN | Non-lead - Copper | On site inspection only | Non-lead - Copper | No | On site inspection only | Single family | [9 empty] | Non-Lead
| 1160 DAHLIA ST | Non-lead - Copper | On site inspection only | Non-lead - Plastic | No | On site inspection only | Single family | [9 empty] | Non-Lead
| 2077 CAMELLIA WAY | Non-lead - Copper | On site inspection only | Non-lead - Copper | No | On site inspection only | Single family | [9 empty] | Non-Lead
| 1279 PRINCETON RD | Non-lead - Copper | On site inspection only | Non-lead - Copper | No | On site inspection only | Single family | [9 empty] | Non-Lead
| 1570 TOMLIN AVE | Non-lead - Copper | On site inspection only | Non-lead - Copper | No | On site inspection only | Single family | [9 empty] | Non-Lead
| 585 STOLLER ST | Non-lead - Copper | On site inspection only | Non-lead - Plastic | No | On site inspection only | Single family | [9 empty] | Non-Lead
| 2299 COUNTRY CLUB TER | Non-lead - Copper | On site inspection only | Non-lead - Copper | No | On site inspection only | Single family | [9 empty] | Non-Lead
| 1191 FOXGLOVE ST | Non-lead - Copper | On site inspection only | Non-lead - Copper | No | On site inspection only | Single family | [9 empty] | Non-Lead
| 225 ACACIA AVE | Non-lead - Copper | On site inspection only | Non-lead - Copper | No | On site inspection only | Single family | [9 empty] | Non-Lead
| 577 E CLACKAMAS CIR | Non-lead - Copper | On site inspection only | Non-lead - Copper | No | On site inspection only | Single family | [9 empty] | Non-Lead
| 1372 THOMPSON RD | Non-lead - Copper | On site inspection only | Non-lead - Copper | No | On site inspection only | Single family | [9 empty] | Non-Lead
| 612 N CASCADE DR #16 | Non-lead - Copper | On site inspection only | Galvanized (Iron or Steel) | No | On site inspection only | Single family | [9 empty] | Non-Lead
| 1543 COUNTRY CLUB CIR | Non-lead - Copper | On site inspection only | Non-lead - Copper | No | On site inspection only | Single family | [9 empty] | Non-Lead
| 3144 JORY ST | Non-lead - Copper | On site inspection only | Non-lead - Copper | No | On site inspection only | Single family | [9 empty] | Non-Lead
| 1390 QUINN RD | Non-lead - Copper | On site inspection only | Non-lead - Copper | No | On site inspection only | Single family | [9 empty] | Non-Lead
| 1044 COUNTRY LN | Non-lead - Copper | On site inspection only | Non-lead - Copper | No | On site inspection only | Single family | [9 empty] | Non-Lead
| 744 YOUNG ST | Non-lead - Copper | On site inspection only | Non-lead - Copper | No | On site inspection only | Single family | [9 empty] | Non-Lead
| 1517 THOMPSON RD | Non-lead - Copper | On site inspection only | Non-lead - Copper | No | On site inspection only | Single family | [9 empty] | Non-Lead
| 1130 ORCHARD LN | Non-lead - Copper | On site inspection only | Non-lead - Plastic | No | Records only | Single family | [9 empty] | Non-Lead
| 1285 PARKVIEW CT | Non-lead - Copper | On site inspection only | Non-lead - Copper | No | On site inspection only | Single family | [9 empty] | Non-Lead
| 336 QUAIL RUN CIR | Non-lead - Copper | On site inspection only | Non-lead - Copper | No | On site inspection only | Single family | [9 empty] | Non-Lead
| 315 A CT | Non-lead - Copper | On site inspection only | Non-lead - Copper | No | On site inspection only | Single family | [9 empty] | Non-Lead
| 1039 MCKINLEY ST | Non-lead - Copper | On site inspection only | Non-lead - Copper | No | On site inspection only | Single family | [9 empty] | Non-Lead
| 2020 KILLIAN SPRING DR | Non-lead - Copper | On site inspection only | Non-lead - Plastic | No | On site inspection only | Single family | [9 empty] | Non-Lead
| 567 TURNBERRY AVE | Non-lead - Copper | On site inspection only | Non-lead - Copper | No | On site inspection only | Single family | [9 empty] | Non-Lead
| 1242 JACOB ST | Non-lead - Copper | On site inspection only | Non-lead - Copper | No | On site inspection only | Single family | [9 empty] | Non-Lead
| 1631 PARK AVE | Non-lead - Copper | On site inspection only | Non-lead - Copper | No | On site inspection only | Single family | [9 empty] | Non-Lead
| 697 THOMAS WAY | Non-lead - Copper | On site inspection only | Non-lead - Plastic | No | On site inspection only | Single family | [9 empty] | Non-Lead
| 359 HAWLEY ST | Non-lead - Copper | On site inspection only | Non-lead - Copper | No | On site inspection only | Single family | [9 empty] | Non-Lead
| 3023 MCNAUGHT ST | Non-lead - Copper | On site inspection only | Non-lead - Copper | No | On site inspection only | Single family | [9 empty] | Non-Lead
| 1191 RANDOLPH RD | Non-lead - Copper | On site inspection only | Non-lead - Copper | No | On site inspection only | Single family | [9 empty] | Non-Lead
| 452 TUKWILA DR | Non-lead - Copper | On site inspection only | Non-lead - Copper | No | On site inspection only | Single family | [9 empty] | Non-Lead
| 1925 SALLAL RD | Non-lead - Copper | On site inspection only | Non-lead - Copper | No | On site inspection only | Single family | [9 empty] | Non-Lead
| 141 BRADLEY ST | Non-lead - Copper | On site inspection only | Non-lead - Copper | No | On site inspection only | Single family | [9 empty] | Non-Lead
| 2607 VASSER ST | Non-lead - Copper | On site inspection only | Non-lead - Copper | No | On site inspection only | Single family | [9 empty] | Non-Lead
| 302 CORNWELL ST | Non-lead - Copper | On site inspection only | Non-lead - Plastic | No | On site inspection only | Single family | [9 empty] | Non-Lead
| 522 WHEAT ST | Non-lead - Copper | On site inspection only | Non-lead - Plastic | No | On site inspection only | Single family | [9 empty] | Non-Lead
| 416 YOUNG ST | Non-lead - Copper | On site inspection only | Non-lead - Copper | No | On site inspection only | Single family | [9 empty] | Non-Lead
| 700 BEN BROWN LN | Non-lead - Copper | On site inspection only | Non-lead - Plastic | No | On site inspection only | Single family | [9 empty] | Non-Lead
| 2533 PATRIOT ST | Non-lead - Copper | On site inspection only | Non-lead - Copper | No | On site inspection only | Single family | [9 empty] | Non-Lead
| 1505 JAMES ST | Non-lead - Copper | On site inspection only | Non-lead - Copper | No | On site inspection only | Single family | [9 empty] | Non-Lead
| 1421 SUNFLOWER ST | Non-lead - Copper | On site inspection only | Non-lead - Plastic | No | On site inspection only | Single family | [9 empty] | Non-Lead
| 453 YOUNG ST | Non-lead - Copper | On site inspection only | Non-lead - Copper | No | On site inspection only | Single family | [9 empty] | Non-Lead
| 2808 CHAMPIONSHIP DR | Non-lead - Copper | On site inspection only | Non-lead - Copper | No | On site inspection only | Single family | [9 empty] | Non-Lead
| 343 CORNWELL ST | Non-lead - Copper | On site inspection only | Non-lead - Plastic | No | On site inspection only | Single family | [9 empty] | Non-Lead
| 1755 TIERRA LYNN DR | Non-lead - Copper | On site inspection only | Non-lead - Copper | No | On site inspection only | Single family | [9 empty] | Non-Lead
| 354 MCLAUGHLIN DR | Non-lead - Copper | On site inspection only | Non-lead - Copper | No | On site inspection only | Single family | [9 empty] | Non-Lead
| 612 N CASCADE DR #77 | Non-lead - Copper | On site inspection only | Non-lead - Plastic | No | On site inspection only | Single family | [9 empty] | Non-Lead
| 1660 TIERRA LYNN DR | Non-lead - Copper | On site inspection only | Non-lead - Copper | No | On site inspection only | Single family | [9 empty] | Non-Lead
| 2520 TRACY LN | Non-lead - Copper | On site inspection only | Non-lead - Copper | No | On site inspection only | Single family | [9 empty] | Non-Lead
| 654 TUKWILA DR | Non-lead - Copper | On site inspection only | Non-lead - Copper | No | On site inspection only | Single family | [9 empty] | Non-Lead
| 1066 COUNTRY LN | Non-lead - Copper | On site inspection only | Non-lead - Copper | No | On site inspection only | Single family | [9 empty] | Non-Lead
| 1741 MERIDIAN DR | Non-lead - Copper | On site inspection only | Non-lead - Copper | No | On site inspection only | Single family | [9 empty] | Non-Lead
| 1040 KOFFLER AVE | Non-lead - Copper | On site inspection only | Non-lead - Copper | No | On site inspection only | Single family | [9 empty] | Non-Lead
| 2263 COUNTRY CLUB TER | Non-lead - Copper | On site inspection only | Non-lead - Plastic | No | Records only | Single family | [9 empty] | Non-Lead
| 186 S COLUMBIA DR | Non-lead - Copper | On site inspection only | Non-lead - Copper | No | On site inspection only | Single family | [9 empty] | Non-Lead
| 2589 PATRIOT ST | Non-lead - Copper | On site inspection only | Non-lead - Copper | No | On site inspection only | Single family | [9 empty] | Non-Lead
| 1328 GARDEN WAY | Non-lead - Copper | On site inspection only | Non-lead - Copper | No | On site inspection only | Single family | [9 empty] | Non-Lead
| 2437 TRACY LN | Non-lead - Copper | On site inspection only | Non-lead - Copper | No | On site inspection only | Single family | [9 empty] | Non-Lead
| 501 WHEAT ST | Non-lead - Copper | On site inspection only | Non-lead - Plastic | No | Both records and inspection | Single family | [9 empty] | Non-Lead
| 1090 N FIRST ST | Non-lead - Copper | On site inspection only | Non-lead - Copper | No | On site inspection only | Single family | [9 empty] | Non-Lead
| 586 GRANT ST | Non-lead - Copper | On site inspection only | Non-lead - Copper | No | On site inspection only | Single family | [9 empty] | Non-Lead
| 1540 E LINCOLN RD | Non-lead - Copper | On site inspection only | Non-lead - Copper | No | On site inspection only | Single family | [9 empty] | Non-Lead
| 1666 SALLAL RD | Non-lead - Copper | On site inspection only | Non-lead - Copper | No | On site inspection only | Single family | [9 empty] | Non-Lead
| 1150 MARCEL DR | Non-lead - Copper | On site inspection only | Non-lead - Copper | No | On site inspection only | Single family | [9 empty] | Non-Lead
| 1613 UMPQUA RD | Non-lead - Copper | On site inspection only | Non-lead - Copper | No | On site inspection only | Single family | [9 empty] | Non-Lead
| 1362 HAMPTON WAY | Non-lead - Copper | On site inspection only | Non-lead - Copper | No | On site inspection only | Single family | [9 empty] | Non-Lead
| 415 OAK ST | Non-lead - Copper | On site inspection only | Non-lead - Copper | No | On site inspection only | Single family | [9 empty] | Non-Lead
| 1446 DAYLILY ST | Non-lead - Copper | Both records and inspection | Non-lead - Plastic | No | Both records and inspection | Single family | [9 empty] | Non-Lead
| 1290 W HAYES ST | Non-lead - Copper | On site inspection only | Non-lead - Copper | No | On site inspection only | Single family | [9 empty] | Non-Lead
| 1070 KELOWNA CT | Non-lead - Copper | On site inspection only | Non-lead - Copper | No | On site inspection only | Single family | [9 empty] | Non-Lead
| 1053 N SECOND ST | Non-lead - Copper | On site inspection only | Non-lead - Copper | No | On site inspection only | Single family | [9 empty] | Non-Lead
| 1360 JUDY ST | Non-lead - Copper | On site inspection only | Non-lead - Copper | No | On site inspection only | Single family | [9 empty] | Non-Lead
| 1870 MCCALLUM LN | Non-lead - Copper | On site inspection only | Non-lead - Plastic | No | On site inspection only | Single family | [9 empty] | Non-Lead
| 500 E CLACKAMAS CIR | Non-lead - Copper | On site inspection only | Non-lead - Copper | No | On site inspection only | Single family | [9 empty] | Non-Lead
| 1990 SALLAL RD | Non-lead - Copper | On site inspection only | Non-lead - Copper | No | On site inspection only | Single family | [9 empty] | Non-Lead
| 1501 UMPQUA RD | Non-lead - Copper | On site inspection only | Non-lead - Copper | No | On site inspection only | Single family | [9 empty] | Non-Lead
| 611 N SECOND ST | Non-lead - Copper | On site inspection only | Non-lead - Copper | No | On site inspection only | Single family | [9 empty] | Non-Lead
| 989 HERMANSON ST | Non-lead - Copper | On site inspection only | Non-lead - Copper | No | On site inspection only | Single family | [9 empty] | Non-Lead
| 2214 HALTER DR | Non-lead - Copper | On site inspection only | Non-lead - Plastic | No | On site inspection only | Single family | [9 empty] | Non-Lead
| 765 S PACIFIC HWY #15 | Non-lead - Copper | On site inspection only | Galvanized (Iron or Steel) | No | On site inspection only | Single family | [9 empty] | Non-Lead
| 485 W HAYES ST | Non-lead - Copper | On site inspection only | Non-lead - Copper | No | On site inspection only | Single family | [9 empty] | Non-Lead
| 603 S CASCADE DR | Non-lead - Copper | On site inspection only | Non-lead - Copper | No | On site inspection only | Single family | [9 empty] | Non-Lead
| 251 THIRD ST | Non-lead - Copper | On site inspection only | Non-lead - Copper | No | On site inspection only | Single family | [9 empty] | Non-Lead
| 1059 N FRONT ST | Non-lead - Copper | On site inspection only | Non-lead - Copper | No | On site inspection only | Single family | [9 empty] | Non-Lead
| 2211 KILLIAN SPRING PKWY | Non-lead - Copper | Both records and inspection | Non-lead - Plastic | No | Both records and inspection | Single family | [9 empty] | Non-Lead
| 1231 STANFIELD RD | Non-lead - Copper | On site inspection only | Non-lead - Copper | No | On site inspection only | Single family | [9 empty] | Non-Lead
| 359 SYCAMORE AVE | Non-lead - Copper | On site inspection only | Non-lead - Copper | No | On site inspection only | Single family | [9 empty] | Non-Lead
| 1417 JUNE WAY | Non-lead - Copper | On site inspection only | Non-lead - Copper | No | On site inspection only | Single family | [9 empty] | Non-Lead
| 406 TULIP AVE | Non-lead - Copper | On site inspection only | Non-lead - Copper | No | On site inspection only | Single family | [9 empty] | Non-Lead
| 1176 MARYLYNN WAY | Non-lead - Copper | On site inspection only | Non-lead - Copper | No | On site inspection only | Single family | [9 empty] | Non-Lead
| 1411 UMPQUA RD | Non-lead - Copper | On site inspection only | Non-lead - Copper | No | On site inspection only | Single family | [9 empty] | Non-Lead
| 1074 MARYLYNN WAY | Non-lead - Copper | On site inspection only | Non-lead - Copper | No | On site inspection only | Single family | [9 empty] | Non-Lead
| 875 CORBY ST | Non-lead - Copper | On site inspection only | Non-lead - Copper | No | On site inspection only | Single family | [9 empty] | Non-Lead
| 199 N SETTLEMIER AVE | Non-lead - Copper | On site inspection only | Non-lead - Copper | No | On site inspection only | Single family | [9 empty] | Non-Lead
| 1460 THOMPSON RD | Non-lead - Copper | On site inspection only | Non-lead - Copper | No | On site inspection only | Single family | [9 empty] | Non-Lead
| 1945 BEN BROWN LN | Non-lead - Copper | On site inspection only | Non-lead - Plastic | No | On site inspection only | Single family | [9 empty] | Non-Lead
| 296 E LINCOLN ST | Non-lead - Copper | On site inspection only | Non-lead - Copper | No | On site inspection only | Single family | [9 empty] | Non-Lead
| 1733 SALLAL RD | Non-lead - Copper | On site inspection only | Non-lead - Copper | No | On site inspection only | Single family | [9 empty] | Non-Lead
| 2886 TUKWILA DR | Non-lead - Copper | On site inspection only | Non-lead - Copper | No | On site inspection only | Single family | [9 empty] | Non-Lead
| 1496 DAHLIA ST | Non-lead - Copper | Both records and inspection | Non-lead - Plastic | No | Both records and inspection | Single family | [9 empty] | Non-Lead
| 180 SMITH DR | Non-lead - Copper | On site inspection only | Non-lead - Copper | No | On site inspection only | Single family | [9 empty] | Non-Lead
| 762 TUKWILA DR | Non-lead - Copper | On site inspection only | Non-lead - Copper | No | On site inspection only | Single family | [9 empty] | Non-Lead
| 1561 SALLAL CT | Non-lead - Copper | On site inspection only | Non-lead - Copper | No | On site inspection only | Single family | [9 empty] | Non-Lead
| 345 BEN BROWN LN | Non-lead - Copper | On site inspection only | Non-lead - Plastic | No | On site inspection only | Single family | [9 empty] | Non-Lead
| 1061 DEER RUN | Non-lead - Copper | On site inspection only | Non-lead - Copper | No | On site inspection only | Single family | [9 empty] | Non-Lead
| 1020 DEER RUN | Non-lead - Copper | On site inspection only | Non-lead - Copper | No | On site inspection only | Single family | [9 empty] | Non-Lead
| 2970 REED AVE | Non-lead - Copper | On site inspection only | Non-lead - Copper | No | On site inspection only | Single family | [9 empty] | Non-Lead
| 540 W CLACKAMAS CIR | Non-lead - Copper | On site inspection only | Non-lead - Copper | No | On site inspection only | Single family | [9 empty] | Non-Lead
| 1053 QUEEN CITY BLVD | Non-lead - Copper | On site inspection only | Non-lead - Copper | No | On site inspection only | Single family | [9 empty] | Non-Lead
| 1610 AUSTIN AVE | Non-lead - Copper | On site inspection only | Non-lead - Plastic | No | On site inspection only | Single family | [9 empty] | Non-Lead
| 1836 KILLIAN SPRING DR | Non-lead - Copper | On site inspection only | Non-lead - Plastic | No | On site inspection only | Single family | [9 empty] | Non-Lead
| 520 A ST | Non-lead - Copper | On site inspection only | Non-lead - Copper | No | On site inspection only | Single family | [9 empty] | Non-Lead
| 978 BROWN ST | Non-lead - Copper | On site inspection only | Non-lead - Copper | No | On site inspection only | Single family | [9 empty] | Non-Lead
| 166 S COLUMBIA DR | Non-lead - Copper | On site inspection only | Non-lead - Copper | No | On site inspection only | Single family | [9 empty] | Non-Lead
| 241 SMITH DR | Non-lead - Copper | On site inspection only | Non-lead - Copper | No | On site inspection only | Single family | [9 empty] | Non-Lead
| 3425 CAMAS ST | Non-lead - Copper | On site inspection only | Non-lead - Copper | No | On site inspection only | Single family | [9 empty] | Non-Lead
| 3225 SENECAL CREEK DR | Non-lead - Copper | On site inspection only | Non-lead - Copper | No | On site inspection only | Single family | [9 empty] | Non-Lead
| 1511 COUNTRY CLUB CIR | Non-lead - Copper | On site inspection only | Non-lead - Copper | No | On site inspection only | Single family | [9 empty] | Non-Lead
| 2350 BEN BROWN DR | Non-lead - Copper | On site inspection only | Non-lead - Plastic | No | On site inspection only | Single family | [9 empty] | Non-Lead
| 519 S CASCADE DR | Non-lead - Copper | On site inspection only | Non-lead - Copper | No | On site inspection only | Single family | [9 empty] | Non-Lead
| 1330 PRINCETON RD | Non-lead - Copper | On site inspection only | Non-lead - Copper | No | On site inspection only | Single family | [9 empty] | Non-Lead
| 1173 RANDOLPH RD | Non-lead - Copper | On site inspection only | Non-lead - Copper | No | On site inspection only | Single family | [9 empty] | Non-Lead
| 1224 QUINN RD | Non-lead - Copper | On site inspection only | Non-lead - Copper | No | On site inspection only | Single family | [9 empty] | Non-Lead
| 631 S CASCADE DR | Non-lead - Copper | On site inspection only | Non-lead - Copper | No | On site inspection only | Single family | [9 empty] | Non-Lead
| 2000 W SANTIAM DR | Non-lead - Copper | On site inspection only | Non-lead - Copper | No | On site inspection only | Single family | [9 empty] | Non-Lead
| 1314 VANDERBECK LN | Non-lead - Copper | On site inspection only | Non-lead - Copper | No | On site inspection only | Single family | [9 empty] | Non-Lead
| 1024 BROWN ST | Non-lead - Copper | On site inspection only | Non-lead - Copper | No | On site inspection only | Single family | [9 empty] | Non-Lead
| 455 HERMANSON ST | Non-lead - Copper | On site inspection only | Non-lead - Copper | No | On site inspection only | Single family | [9 empty] | Non-Lead
| 432 WILLOW AVE | Non-lead - Copper | On site inspection only | Non-lead - Copper | No | On site inspection only | Single family | [9 empty] | Non-Lead
| 368 TUKWILA DR | Non-lead - Copper | On site inspection only | Non-lead - Copper | No | On site inspection only | Single family | [9 empty] | Non-Lead
| 1276 RANDOLPH RD | Non-lead - Copper | On site inspection only | Non-lead - Copper | No | On site inspection only | Single family | [9 empty] | Non-Lead
| 2360 MILLER FARM RD | Non-lead - Copper | On site inspection only | Non-lead - Copper | No | On site inspection only | Single family | [9 empty] | Non-Lead
| 1168 KENNEDY ST | Non-lead - Copper | On site inspection only | Non-lead - Copper | No | On site inspection only | Single family | [9 empty] | Non-Lead
| 1585 JANSEN WAY | Non-lead - Copper | On site inspection only | Non-lead - Copper | No | On site inspection only | Single family | [9 empty] | Non-Lead
| 2555 PATRIOT ST | Non-lead - Copper | On site inspection only | Non-lead - Copper | No | On site inspection only | Single family | [9 empty] | Non-Lead
| 484 TROON AVE | Non-lead - Copper | On site inspection only | Non-lead - Plastic | No | On site inspection only | Single family | [9 empty] | Non-Lead
| 1042 PANA ST | Non-lead - Copper | On site inspection only | Non-lead - Copper | No | On site inspection only | Single family | [9 empty] | Non-Lead
| 2764 CHAMPIONSHIP DR | Non-lead - Copper | On site inspection only | Non-lead - Copper | No | On site inspection only | Single family | [9 empty] | Non-Lead
| 758 GOOSE HOLLOW CT | Non-lead - Copper | On site inspection only | Non-lead - Copper | No | On site inspection only | Single family | [9 empty] | Non-Lead
| 2291 BEN BROWN DR | Non-lead - Copper | On site inspection only | Non-lead - Plastic | No | On site inspection only | Single family | [9 empty] | Non-Lead
| 568 IRONWOOD TER | Non-lead - Copper | On site inspection only | Non-lead - Copper | No | On site inspection only | Single family | [9 empty] | Non-Lead
| 1223 ROY AVE | Non-lead - Copper | On site inspection only | Non-lead - Copper | No | On site inspection only | Single family | [9 empty] | Non-Lead
| 1725 LANDAU DR | Non-lead - Copper | On site inspection only | Non-lead - Copper | No | On site inspection only | Single family | [9 empty] | Non-Lead
| 1460 WILLOW AVE | Non-lead - Copper | On site inspection only | Non-lead - Copper | No | On site inspection only | Single family | [9 empty] | Non-Lead
| 464 W CLACKAMAS CIR | Non-lead - Copper | On site inspection only | Non-lead - Copper | No | On site inspection only | Single family | [9 empty] | Non-Lead
| 1637 W HAYES ST | Non-lead - Copper | On site inspection only | Non-lead - Copper | No | On site inspection only | Single family | [9 empty] | Non-Lead
| 1840 WOODLAND AVE | Non-lead - Copper | On site inspection only | Non-lead - Copper | No | On site inspection only | Single family | [9 empty] | Non-Lead
| 2056 CRESTLINE DR | Non-lead - Copper | On site inspection only | Non-lead - Copper | No | On site inspection only | Single family | [9 empty] | Non-Lead
| 120 SMITH DR | Non-lead - Copper | On site inspection only | Non-lead - Copper | No | On site inspection only | Single family | [9 empty] | Non-Lead
| 641 TROON AVE | Non-lead - Copper | On site inspection only | Non-lead - Plastic | No | On site inspection only | Single family | [9 empty] | Non-Lead
| 1780 SALLAL RD | Non-lead - Copper | On site inspection only | Non-lead - Copper | No | On site inspection only | Single family | [9 empty] | Non-Lead
| 963 MEADOWVALE LN | Non-lead - Copper | On site inspection only | Non-lead - Copper | No | On site inspection only | Single family | [9 empty] | Non-Lead
| 1467 ASTOR WAY | Non-lead - Copper | On site inspection only | Non-lead - Copper | No | On site inspection only | Single family | [9 empty] | Non-Lead
| 411 BRADLEY ST | Non-lead - Copper | On site inspection only | Non-lead - Copper | No | On site inspection only | Single family | [9 empty] | Non-Lead
| 1015 DEER RUN | Non-lead - Copper | On site inspection only | Non-lead - Copper | No | On site inspection only | Single family | [9 empty] | Non-Lead
| 1085 DEER RUN | Non-lead - Copper | On site inspection only | Non-lead - Copper | No | On site inspection only | Single family | [9 empty] | Non-Lead
| 1360 WALTON WAY | Non-lead - Copper | On site inspection only | Non-lead - Copper | No | On site inspection only | Single family | [9 empty] | Non-Lead
| 482 BARLEY ST | Non-lead - Copper | On site inspection only | Non-lead - Plastic | No | On site inspection only | Single family | [9 empty] | Non-Lead
| 1348 GARDEN WAY | Non-lead - Copper | On site inspection only | Non-lead - Copper | No | On site inspection only | Single family | [9 empty] | Non-Lead
| 1412 UMPQUA RD | Non-lead - Copper | On site inspection only | Non-lead - Copper | No | On site inspection only | Single family | [9 empty] | Non-Lead
| 600 BISHOPICK WAY | Non-lead - Copper | On site inspection only | Non-lead - Plastic | No | On site inspection only | Single family | [9 empty] | Non-Lead
| 1581 WALTON WAY | Non-lead - Copper | On site inspection only | Non-lead - Copper | No | On site inspection only | Single family | [9 empty] | Non-Lead
| 3212 MCNAUGHT ST | Non-lead - Copper | On site inspection only | Non-lead - Copper | No | On site inspection only | Single family | [9 empty] | Non-Lead
| 584 S COLUMBIA DR | Non-lead - Copper | On site inspection only | Non-lead - Copper | No | On site inspection only | Single family | [9 empty] | Non-Lead
| 2566 ROANOKE ST | Non-lead - Copper | On site inspection only | Non-lead - Copper | No | On site inspection only | Single family | [9 empty] | Non-Lead
| 1209 HENRY'S BLVD | Non-lead - Copper | On site inspection only | Non-lead - Copper | No | On site inspection only | Single family | [9 empty] | Non-Lead
| 1160 GREENVIEW DR | Non-lead - Copper | On site inspection only | Non-lead - Copper | No | On site inspection only | Single family | [9 empty] | Non-Lead
| 1750 UMPQUA RD | Non-lead - Copper | On site inspection only | Non-lead - Copper | No | On site inspection only | Single family | [9 empty] | Non-Lead
| 537 IRONWOOD TER | Non-lead - Copper | On site inspection only | Non-lead - Copper | No | On site inspection only | Single family | [9 empty] | Non-Lead
| 11840 NE CHATEAU DR | Non-lead - Copper | On site inspection only | Non-lead - Copper | No | On site inspection only | Single family | [9 empty] | Non-Lead
| 1673 THOMPSON RD | Non-lead - Copper | On site inspection only | Non-lead - Copper | No | On site inspection only | Single family | [9 empty] | Non-Lead
| 30 WORKMAN DR | Non-lead - Copper | On site inspection only | Non-lead - Copper | No | On site inspection only | Single family | [9 empty] | Non-Lead
| 1532 JANSEN WAY | Non-lead - Copper | On site inspection only | Non-lead - Copper | No | On site inspection only | Single family | [9 empty] | Non-Lead
| 427 E CLACKAMAS CIR | Non-lead - Copper | On site inspection only | Non-lead - Copper | No | On site inspection only | Single family | [9 empty] | Non-Lead
| 1084 PARK AVE | Non-lead - Copper | On site inspection only | Non-lead - Copper | No | On site inspection only | Single family | [9 empty] | Non-Lead
| 2238 KILLIAN SPRING DR | Non-lead - Copper | On site inspection only | Non-lead - Plastic | No | On site inspection only | Single family | [9 empty] | Non-Lead
| 1858 RAINIER RD | Non-lead - Copper | On site inspection only | Non-lead - Copper | No | On site inspection only | Single family | [9 empty] | Non-Lead
| 1790 W LINCOLN ST | Non-lead - Copper | On site inspection only | Non-lead - Copper | No | On site inspection only | Single family | [9 empty] | Non-Lead
| 3081 OXFORD ST | Non-lead - Copper | On site inspection only | Non-lead - Copper | No | On site inspection only | Single family | [9 empty] | Non-Lead
| 749 WARREN WAY | Non-lead - Copper | On site inspection only | Non-lead - Copper | No | On site inspection only | Single family | [9 empty] | Non-Lead
| 2665 ROANOKE ST | Non-lead - Copper | On site inspection only | Non-lead - Copper | No | On site inspection only | Single family | [9 empty] | Non-Lead
| 287 S COLUMBIA DR | Non-lead - Copper | On site inspection only | Non-lead - Copper | No | On site inspection only | Single family | [9 empty] | Non-Lead
| 1100 PARK AVE | Non-lead - Copper | On site inspection only | Non-lead - Copper | No | On site inspection only | Single family | [9 empty] | Non-Lead
| 915 S FRONT ST | Non-lead - Copper | On site inspection only | Non-lead - Copper | No | On site inspection only | Single family | [9 empty] | Non-Lead
| 765 S PACIFIC HWY #8 | Non-lead - Copper | On site inspection only | Galvanized (Iron or Steel) | No | On site inspection only | Single family | [9 empty] | Non-Lead
| 2035 CAMELLIA WAY | Non-lead - Copper | On site inspection only | Non-lead - Copper | No | On site inspection only | Single family | [9 empty] | Non-Lead
| 376 BAYLOR DR | Non-lead - Copper | On site inspection only | Non-lead - Copper | No | On site inspection only | Single family | [9 empty] | Non-Lead
| 3076 MCNAUGHT ST | Non-lead - Copper | On site inspection only | Non-lead - Copper | No | On site inspection only | Single family | [9 empty] | Non-Lead
| 486 RYE ST | Non-lead - Copper | On site inspection only | Non-lead - Plastic | No | On site inspection only | Single family | [9 empty] | Non-Lead
| 612 N CASCADE DR #43 | Non-lead - Copper | On site inspection only | Galvanized (Iron or Steel) | No | On site inspection only | Single family | [9 empty] | Non-Lead
| 1605 ECOLA WAY | Non-lead - Copper | On site inspection only | Non-lead - Copper | No | On site inspection only | Single family | [9 empty] | Non-Lead
| 3340 SENECAL CREEK DR | Non-lead - Copper | On site inspection only | Non-lead - Copper | No | On site inspection only | Single family | [9 empty] | Non-Lead
| 1119 RANDOLPH RD | Non-lead - Copper | On site inspection only | Non-lead - Copper | No | On site inspection only | Single family | [9 empty] | Non-Lead
| 3084 OXFORD ST | Non-lead - Copper | On site inspection only | Non-lead - Copper | No | On site inspection only | Single family | [9 empty] | Non-Lead
| 1522 WALTON WAY | Non-lead - Copper | On site inspection only | Non-lead - Copper | No | On site inspection only | Single family | [9 empty] | Non-Lead
| 468 GARFIELD ST | Non-lead - Copper | On site inspection only | Non-lead - Copper | No | On site inspection only | Single family | [9 empty] | Non-Lead
| 1550 PRINCETON RD | Non-lead - Copper | On site inspection only | Non-lead - Copper | No | On site inspection only | Single family | [9 empty] | Non-Lead
| 1507 JANSEN WAY | Non-lead - Copper | On site inspection only | Non-lead - Copper | No | On site inspection only | Single family | [9 empty] | Non-Lead
| 1614 QUINN RD | Non-lead - Copper | On site inspection only | Non-lead - Copper | No | On site inspection only | Single family | [9 empty] | Non-Lead
| 267 HARVARD DR | Non-lead - Copper | On site inspection only | Non-lead - Copper | No | On site inspection only | Single family | [9 empty] | Non-Lead
| 577 FOURTH ST | Non-lead - Copper | On site inspection only | Non-lead - Copper | No | On site inspection only | Single family | [9 empty] | Non-Lead
| 1274 ASTOR WAY | Non-lead - Copper | On site inspection only | Non-lead - Copper | No | On site inspection only | Single family | [9 empty] | Non-Lead
| 612 N CASCADE DR #2 | Non-lead - Copper | On site inspection only | Galvanized (Iron or Steel) | No | On site inspection only | Single family | [9 empty] | Non-Lead
| 1514 SALLAL RD | Non-lead - Copper | On site inspection only | Non-lead - Copper | No | On site inspection only | Single family | [9 empty] | Non-Lead
| 1559 JANSEN WAY | Non-lead - Copper | On site inspection only | Non-lead - Copper | No | On site inspection only | Single family | [9 empty] | Non-Lead
| 1565 NEWPORT WAY | Non-lead - Copper | On site inspection only | Non-lead - Copper | No | On site inspection only | Single family | [9 empty] | Non-Lead
| 672 HERMANSON ST | Non-lead - Copper | On site inspection only | Non-lead - Copper | No | On site inspection only | Single family | [9 empty] | Non-Lead
| 1581 THOMPSON RD | Non-lead - Copper | On site inspection only | Non-lead - Copper | No | On site inspection only | Single family | [9 empty] | Non-Lead
| 211 W CLACKAMAS CIR | Non-lead - Copper | On site inspection only | Non-lead - Plastic | No | Records only | Single family | [9 empty] | Non-Lead
| 1670 THOMPSON RD | Non-lead - Copper | On site inspection only | Non-lead - Copper | No | On site inspection only | Single family | [9 empty] | Non-Lead
| 1636 COUNTRY CLUB CIR | Non-lead - Copper | On site inspection only | Non-lead - Copper | No | On site inspection only | Single family | [9 empty] | Non-Lead
| 740 YOUNG ST | Non-lead - Copper | On site inspection only | Non-lead - Copper | No | On site inspection only | Single family | [9 empty] | Non-Lead
| 612 N CASCADE DR #20 | Non-lead - Copper | On site inspection only | Galvanized (Iron or Steel) | No | On site inspection only | Single family | [9 empty] | Non-Lead
| 1944 W SANTIAM DR | Non-lead - Copper | On site inspection only | Non-lead - Copper | No | On site inspection only | Single family | [9 empty] | Non-Lead
| 437 MCLAUGHLIN DR | Non-lead - Copper | On site inspection only | Non-lead - Copper | No | On site inspection only | Single family | [9 empty] | Non-Lead
| 130 W CLACKAMAS CIR | Non-lead - Copper | On site inspection only | Non-lead - Copper | No | On site inspection only | Single family | [9 empty] | Non-Lead
| 2889 OXFORD ST | Non-lead - Copper | On site inspection only | Non-lead - Copper | No | On site inspection only | Single family | [9 empty] | Non-Lead
| 2333 BEN BROWN DR | Non-lead - Copper | On site inspection only | Non-lead - Plastic | No | On site inspection only | Single family | [9 empty] | Non-Lead
| 612 N CASCADE DR #30 | Non-lead - Copper | On site inspection only | Galvanized (Iron or Steel) | No | On site inspection only | Single family | [9 empty] | Non-Lead
| 2202 KILLIAN SPRING DR | Non-lead - Copper | On site inspection only | Non-lead - Plastic | No | On site inspection only | Single family | [9 empty] | Non-Lead
| 1140 GREENVIEW DR | Non-lead - Copper | On site inspection only | Non-lead - Copper | No | On site inspection only | Single family | [9 empty] | Non-Lead
| 542 PRAIRIE ST | Non-lead - Copper | On site inspection only | Non-lead - Copper | No | On site inspection only | Single family | [9 empty] | Non-Lead
| 3206 SENECAL CREEK DR | Non-lead - Copper | On site inspection only | Non-lead - Copper | No | On site inspection only | Single family | [9 empty] | Non-Lead
| 1358 THOMPSON RD | Non-lead - Copper | On site inspection only | Non-lead - Copper | No | On site inspection only | Single family | [9 empty] | Non-Lead
| 1296 MAYANNA DR | Non-lead - Copper | On site inspection only | Non-lead - Copper | No | On site inspection only | Single family | [9 empty] | Non-Lead
| 1302 VANDERBECK LN | Non-lead - Copper | On site inspection only | Non-lead - Copper | No | On site inspection only | Single family | [9 empty] | Non-Lead
| 2390 W SANTIAM DR | Non-lead - Copper | On site inspection only | Non-lead - Copper | No | On site inspection only | Single family | [9 empty] | Non-Lead
| 1087 COUNTRY LN | Non-lead - Copper | On site inspection only | Non-lead - Copper | No | On site inspection only | Single family | [9 empty] | Non-Lead
| 2603 COLONY ST | Non-lead - Copper | On site inspection only | Non-lead - Copper | No | On site inspection only | Single family | [9 empty] | Non-Lead
| 1281 BERNARD DR | Non-lead - Copper | On site inspection only | Non-lead - Copper | No | On site inspection only | Single family | [9 empty] | Non-Lead
| 2946 REED AVE | Non-lead - Copper | On site inspection only | Non-lead - Copper | No | On site inspection only | Single family | [9 empty] | Non-Lead
| 1110 THIRD ST | Non-lead - Copper | On site inspection only | Non-lead - Copper | No | On site inspection only | Single family | [9 empty] | Non-Lead
| 1956 RAINIER RD | Non-lead - Copper | On site inspection only | Non-lead - Copper | No | On site inspection only | Single family | [9 empty] | Non-Lead
| 2858 CHAMPIONSHIP DR | Non-lead - Copper | On site inspection only | Non-lead - Copper | No | On site inspection only | Single family | [9 empty] | Non-Lead
| 350 MARSHALL ST | Non-lead - Copper | On site inspection only | Non-lead - Copper | No | On site inspection only | Single family | [9 empty] | Non-Lead
| 1296 QUINN RD | Non-lead - Copper | On site inspection only | Non-lead - Copper | No | On site inspection only | Single family | [9 empty] | Non-Lead
| 408 TURNBERRY AVE | Non-lead - Copper | On site inspection only | Non-lead - Copper | No | On site inspection only | Single family | [9 empty] | Non-Lead
| 817 OREGON WAY | Non-lead - Copper | On site inspection only | Non-lead - Copper | No | On site inspection only | Single family | [9 empty] | Non-Lead
| 1144 PRINCETON RD | Non-lead - Copper | On site inspection only | Non-lead - Copper | No | On site inspection only | Single family | [9 empty] | Non-Lead
| 1338 ASTOR WAY | Non-lead - Copper | On site inspection only | Non-lead - Copper | No | On site inspection only | Single family | [9 empty] | Non-Lead
| 737 N CASCADE DR | Non-lead - Copper | On site inspection only | Non-lead - Copper | No | On site inspection only | Single family | [9 empty] | Non-Lead
| 1490 BLAINE ST | Non-lead - Copper | On site inspection only | Non-lead - Copper | No | On site inspection only | Single family | [9 empty] | Non-Lead
| 680 CUPIDS CT | Non-lead - Copper | On site inspection only | Non-lead - Copper | No | On site inspection only | Single family | [9 empty] | Non-Lead
| 1341 AUSTIN AVE | Non-lead - Copper | On site inspection only | Non-lead - Plastic | No | On site inspection only | Single family | [9 empty] | Non-Lead
| 1979 THOMPSON RD | Non-lead - Copper | On site inspection only | Non-lead - Copper | No | On site inspection only | Single family | [9 empty] | Non-Lead
| 2802 CREIGHTON ST | Non-lead - Copper | On site inspection only | Non-lead - Plastic | No | On site inspection only | Single family | [9 empty] | Non-Lead
| 451 WILLOW AVE | Non-lead - Copper | On site inspection only | Non-lead - Copper | No | On site inspection only | Single family | [9 empty] | Non-Lead
| 1918 BEN BROWN LN | Non-lead - Copper | On site inspection only | Non-lead - Plastic | No | On site inspection only | Single family | [9 empty] | Non-Lead
| 346 KILLIAN SPRING DR | Non-lead - Copper | On site inspection only | Non-lead - Plastic | No | On site inspection only | Single family | [9 empty] | Non-Lead
| 555 BROWN CT | Non-lead - Copper | On site inspection only | Non-lead - Copper | No | On site inspection only | Single family | [9 empty] | Non-Lead
| 3578 MYRTLE ST | Non-lead - Copper | On site inspection only | Non-lead - Copper | No | On site inspection only | Single family | [9 empty] | Non-Lead
| 1314 HAMPTON WAY | Non-lead - Copper | On site inspection only | Non-lead - Copper | No | On site inspection only | Single family | [9 empty] | Non-Lead
| 2967 REED AVE | Non-lead - Copper | On site inspection only | Non-lead - Copper | No | On site inspection only | Single family | [9 empty] | Non-Lead
| 2985 OXFORD ST | Non-lead - Copper | On site inspection only | Non-lead - Copper | No | On site inspection only | Single family | [9 empty] | Non-Lead
| 375 MCLAUGHLIN DR | Non-lead - Copper | On site inspection only | Non-lead - Copper | No | On site inspection only | Single family | [9 empty] | Non-Lead
| 275 S CASCADE DR | Non-lead - Copper | On site inspection only | Non-lead - Copper | No | On site inspection only | Single family | [9 empty] | Non-Lead
| 781 OREGON WAY | Non-lead - Copper | On site inspection only | Non-lead - Copper | No | On site inspection only | Single family | [9 empty] | Non-Lead
| 1209 WILLOW AVE | Non-lead - Copper | On site inspection only | Non-lead - Copper | No | On site inspection only | Single family | [9 empty] | Non-Lead
| 2222 KILLIAN SPRING DR | Non-lead - Copper | On site inspection only | Non-lead - Plastic | No | On site inspection only | Single family | [9 empty] | Non-Lead
| 1339 QUINN RD | Non-lead - Copper | On site inspection only | Non-lead - Copper | No | On site inspection only | Single family | [9 empty] | Non-Lead
| 1208 INDEPENDENCE CT | Non-lead - Copper | On site inspection only | Non-lead - Copper | No | On site inspection only | Single family | [9 empty] | Non-Lead
| 225 HERITAGE AVE | Non-lead - Copper | On site inspection only | Non-lead - Copper | No | On site inspection only | Single family | [9 empty] | Non-Lead
| 1285 QUINN RD | Non-lead - Copper | On site inspection only | Non-lead - Copper | No | On site inspection only | Single family | [9 empty] | Non-Lead
| 1140 DELLMOOR WAY | Non-lead - Copper | On site inspection only | Non-lead - Copper | No | On site inspection only | Single family | [9 empty] | Non-Lead
| 1109 STANFIELD RD | Non-lead - Copper | On site inspection only | Non-lead - Copper | No | On site inspection only | Single family | [9 empty] | Non-Lead
| 1508 QUINN RD | Non-lead - Copper | On site inspection only | Non-lead - Copper | No | On site inspection only | Single family | [9 empty] | Non-Lead
| 270 S CASCADE DR | Non-lead - Copper | On site inspection only | Non-lead - Copper | No | On site inspection only | Single family | [9 empty] | Non-Lead
| 1490 PRINCETON RD | Non-lead - Copper | On site inspection only | Non-lead - Copper | No | On site inspection only | Single family | [9 empty] | Non-Lead
| 775 HIGH ST | Non-lead - Copper | On site inspection only | Non-lead - Copper | No | On site inspection only | Single family | [9 empty] | Non-Lead
| 2576 JAMESTOWN ST | Non-lead - Copper | On site inspection only | Non-lead - Copper | No | On site inspection only | Single family | [9 empty] | Non-Lead
| 1709 SALLAL RD | Non-lead - Copper | On site inspection only | Non-lead - Copper | No | On site inspection only | Single family | [9 empty] | Non-Lead
| 1038 BLAINE ST | Non-lead - Copper | On site inspection only | Non-lead - Copper | No | On site inspection only | Single family | [9 empty] | Non-Lead
| 1475 UMPQUA RD | Non-lead - Copper | On site inspection only | Non-lead - Copper | No | On site inspection only | Single family | [9 empty] | Non-Lead
| 185 WORKMAN DR | Non-lead - Copper | On site inspection only | Non-lead - Copper | No | On site inspection only | Single family | [9 empty] | Non-Lead
| 1845 WOODLAND AVE | Non-lead - Copper | On site inspection only | Non-lead - Copper | No | On site inspection only | Single family | [9 empty] | Non-Lead
| 570 OATS ST | Non-lead - Copper | On site inspection only | Non-lead - Plastic | No | On site inspection only | Single family | [9 empty] | Non-Lead
| 442 RYE ST | Non-lead - Copper | On site inspection only | Non-lead - Plastic | No | On site inspection only | Single family | [9 empty] | Non-Lead
| 75 WORKMAN DR | Non-lead - Copper | On site inspection only | Non-lead - Copper | No | On site inspection only | Single family | [9 empty] | Non-Lead
| 1355 ALEXANDRA AVE | Non-lead - Copper | On site inspection only | Non-lead - Copper | No | On site inspection only | Single family | [9 empty] | Non-Lead
| 2255 BEN BROWN DR | Non-lead - Copper | On site inspection only | Non-lead - Plastic | No | On site inspection only | Single family | [9 empty] | Non-Lead
| 1326 JACOB ST | Non-lead - Copper | On site inspection only | Non-lead - Copper | No | On site inspection only | Single family | [9 empty] | Non-Lead
| 1047 ORCHARD LN | Non-lead - Copper | On site inspection only | Non-lead - Copper | No | On site inspection only | Single family | [9 empty] | Non-Lead
| 1498 AZTEC DR | Non-lead - Copper | On site inspection only | Non-lead - Copper | No | On site inspection only | Single family | [9 empty] | Non-Lead
| 580 JOYCE ST | Non-lead - Copper | On site inspection only | Non-lead - Copper | No | On site inspection only | Single family | [9 empty] | Non-Lead
| 509 WARREN WAY | Non-lead - Copper | On site inspection only | Non-lead - Copper | No | On site inspection only | Single family | [9 empty] | Non-Lead
| 3204 NEKIA ST | Non-lead - Copper | On site inspection only | Non-lead - Copper | No | On site inspection only | Single family | [9 empty] | Non-Lead
| 1195 TIERRA LYNN DR | Non-lead - Copper | On site inspection only | Non-lead - Copper | No | On site inspection only | Single family | [9 empty] | Non-Lead
| 1607 NEWPORT WAY | Non-lead - Copper | On site inspection only | Non-lead - Copper | No | On site inspection only | Single family | [9 empty] | Non-Lead
| 773 TUKWILA DR | Non-lead - Copper | On site inspection only | Non-lead - Copper | No | On site inspection only | Single family | [9 empty] | Non-Lead
| 235 HARVARD DR | Non-lead - Copper | On site inspection only | Non-lead - Copper | No | On site inspection only | Single family | [9 empty] | Non-Lead
| 1395 INDEPENDENCE AVE | Non-lead - Copper | On site inspection only | Non-lead - Copper | No | On site inspection only | Single family | [9 empty] | Non-Lead
| 319 SYCAMORE AVE | Non-lead - Copper | On site inspection only | Non-lead - Copper | No | On site inspection only | Single family | [9 empty] | Non-Lead
| 2792 REVERE ST | Non-lead - Copper | On site inspection only | Non-lead - Copper | No | On site inspection only | Single family | [9 empty] | Non-Lead
| 387 OSWALD ST | Non-lead - Copper | On site inspection only | Non-lead - Copper | No | On site inspection only | Single family | [9 empty] | Non-Lead
| 1882 MCCALLUM LN | Non-lead - Copper | On site inspection only | Non-lead - Plastic | No | On site inspection only | Single family | [9 empty] | Non-Lead
| 1095 WILSON ST | Non-lead - Copper | On site inspection only | Non-lead - Copper | No | On site inspection only | Single family | [9 empty] | Non-Lead
| 438 GATCH ST | Non-lead - Copper | On site inspection only | Non-lead - Copper | No | On site inspection only | Single family | [9 empty] | Non-Lead
| 1524 UMPQUA RD | Non-lead - Copper | On site inspection only | Non-lead - Copper | No | On site inspection only | Single family | [9 empty] | Non-Lead
| 752 GOOSE HOLLOW CT | Non-lead - Copper | On site inspection only | Non-lead - Copper | No | On site inspection only | Single family | [9 empty] | Non-Lead
| 3198 CAMAS ST | Non-lead - Copper | On site inspection only | Non-lead - Copper | No | On site inspection only | Single family | [9 empty] | Non-Lead
| 1660 THOMPSON RD | Non-lead - Copper | On site inspection only | Non-lead - Copper | No | On site inspection only | Single family | [9 empty] | Non-Lead
| 1533 JANSEN WAY | Non-lead - Copper | On site inspection only | Non-lead - Copper | No | On site inspection only | Single family | [9 empty] | Non-Lead
| 966 OREGON WAY | Non-lead - Copper | On site inspection only | Non-lead - Copper | No | On site inspection only | Single family | [9 empty] | Non-Lead
| 2137 LILAC WAY | Non-lead - Copper | On site inspection only | Non-lead - Copper | No | On site inspection only | Single family | [9 empty] | Non-Lead
| 1881 JANSEN WAY | Non-lead - Copper | On site inspection only | Non-lead - Copper | No | On site inspection only | Single family | [9 empty] | Non-Lead
| 2220 OREGON CT | Non-lead - Copper | On site inspection only | Non-lead - Copper | No | On site inspection only | Single family | [9 empty] | Non-Lead
| 334 S CASCADE DR | Non-lead - Copper | On site inspection only | Non-lead - Copper | No | On site inspection only | Single family | [9 empty] | Non-Lead
| 1760 JANSEN WAY | Non-lead - Copper | On site inspection only | Non-lead - Copper | No | On site inspection only | Single family | [9 empty] | Non-Lead
| 1680 JANSEN WAY | Non-lead - Copper | On site inspection only | Non-lead - Copper | No | On site inspection only | Single family | [9 empty] | Non-Lead
| 1750 WOODLAND AVE | Non-lead - Copper | On site inspection only | Non-lead - Copper | No | On site inspection only | Single family | [9 empty] | Non-Lead
| 634 W CLACKAMAS CIR | Non-lead - Copper | On site inspection only | Non-lead - Copper | No | On site inspection only | Single family | [9 empty] | Non-Lead
| 1625 RAINIER RD | Non-lead - Copper | On site inspection only | Non-lead - Copper | No | On site inspection only | Single family | [9 empty] | Non-Lead
| 1464 RAINIER RD | Non-lead - Copper | On site inspection only | Non-lead - Copper | No | On site inspection only | Single family | [9 empty] | Non-Lead
| 3331 CAMAS ST | Non-lead - Copper | On site inspection only | Non-lead - Copper | No | On site inspection only | Single family | [9 empty] | Non-Lead
| 2142 COUNTRY CLUB RD | Non-lead - Copper | On site inspection only | Non-lead - Copper | No | On site inspection only | Single family | [9 empty] | Non-Lead
| 1411 THOMPSON RD | Non-lead - Copper | On site inspection only | Non-lead - Copper | No | On site inspection only | Single family | [9 empty] | Non-Lead
| 808 CORBY ST | Non-lead - Copper | On site inspection only | Non-lead - Copper | No | On site inspection only | Single family | [9 empty] | Non-Lead
| 1290 ASTOR WAY | Non-lead - Copper | On site inspection only | Non-lead - Copper | No | On site inspection only | Single family | [9 empty] | Non-Lead
| 337 MCLAUGHLIN DR | Non-lead - Copper | On site inspection only | Non-lead - Copper | No | On site inspection only | Single family | [9 empty] | Non-Lead
| 2257 COUNTRY CLUB TER | Non-lead - Copper | On site inspection only | Non-lead - Copper | No | On site inspection only | Single family | [9 empty] | Non-Lead
| 355 E CLACKAMAS CIR | Non-lead - Copper | On site inspection only | Non-lead - Copper | No | On site inspection only | Single family | [9 empty] | Non-Lead
| 1318 UMPQUA RD | Non-lead - Copper | On site inspection only | Non-lead - Copper | No | On site inspection only | Single family | [9 empty] | Non-Lead
| 378 MONTGOMERY ST | Non-lead - Copper | On site inspection only | Non-lead - Copper | No | On site inspection only | Single family | [9 empty] | Non-Lead
| 1142 ASTOR WAY | Non-lead - Copper | On site inspection only | Non-lead - Copper | No | On site inspection only | Single family | [9 empty] | Non-Lead
| 307 E CLACKAMAS CIR | Non-lead - Copper | On site inspection only | Non-lead - Copper | No | On site inspection only | Single family | [9 empty] | Non-Lead
| 1050 ASTOR WAY | Non-lead - Copper | On site inspection only | Non-lead - Copper | No | On site inspection only | Single family | [9 empty] | Non-Lead
| 1067 STANFIELD RD | Non-lead - Copper | On site inspection only | Non-lead - Copper | No | On site inspection only | Single family | [9 empty] | Non-Lead
| 1387 HAMPTON WAY | Non-lead - Copper | On site inspection only | Non-lead - Copper | No | On site inspection only | Single family | [9 empty] | Non-Lead
| 2043 SALLAL RD | Non-lead - Copper | On site inspection only | Non-lead - Copper | No | On site inspection only | Single family | [9 empty] | Non-Lead
| 283 W CLACKAMAS CIR | Non-lead - Copper | On site inspection only | Non-lead - Copper | No | On site inspection only | Single family | [9 empty] | Non-Lead
| 1585 PRINCETON RD | Non-lead - Copper | On site inspection only | Non-lead - Copper | No | On site inspection only | Single family | [9 empty] | Non-Lead
| 1850 WOODLAND AVE | Non-lead - Copper | On site inspection only | Non-lead - Copper | No | On site inspection only | Single family | [9 empty] | Non-Lead
| 738 TUKWILA DR | Non-lead - Copper | On site inspection only | Non-lead - Copper | No | On site inspection only | Single family | [9 empty] | Non-Lead
| 487 S COLUMBIA DR | Non-lead - Copper | On site inspection only | Non-lead - Copper | No | On site inspection only | Single family | [9 empty] | Non-Lead
| 470 ARTHUR ST | Non-lead - Copper | On site inspection only | Non-lead - Copper | No | On site inspection only | Single family | [9 empty] | Non-Lead
| 1226 HENRY'S BLVD | Non-lead - Copper | On site inspection only | Non-lead - Copper | No | On site inspection only | Single family | [9 empty] | Non-Lead
| 1112 N SECOND ST | Non-lead - Copper | On site inspection only | Non-lead - Copper | No | On site inspection only | Single family | [9 empty] | Non-Lead
| 875 BROWN ST | Non-lead - Copper | On site inspection only | Non-lead - Copper | No | On site inspection only | Single family | [9 empty] | Non-Lead
| 2275 HALTER DR | Non-lead - Copper | On site inspection only | Non-lead - Plastic | No | On site inspection only | Single family | [9 empty] | Non-Lead
| 1213 QUINN RD | Non-lead - Copper | On site inspection only | Non-lead - Copper | No | On site inspection only | Single family | [9 empty] | Non-Lead
| 411 WORKMAN DR | Non-lead - Copper | On site inspection only | Non-lead - Copper | No | On site inspection only | Single family | [9 empty] | Non-Lead
| 1205 PRINCETON RD | Non-lead - Copper | On site inspection only | Non-lead - Copper | No | On site inspection only | Single family | [9 empty] | Non-Lead
| 1200 QUINN RD | Non-lead - Copper | On site inspection only | Non-lead - Copper | No | On site inspection only | Single family | [9 empty] | Non-Lead
| 286 GATCH ST | Non-lead - Copper | On site inspection only | Non-lead - Copper | No | On site inspection only | Single family | [9 empty] | Non-Lead
| 1278 PRINCETON RD | Non-lead - Copper | On site inspection only | Non-lead - Copper | No | On site inspection only | Single family | [9 empty] | Non-Lead
| 575 N CASCADE DR | Non-lead - Copper | On site inspection only | Non-lead - Copper | No | On site inspection only | Single family | [9 empty] | Non-Lead
| 775 WOODLAND AVE | Non-lead - Copper | On site inspection only | Non-lead - Copper | No | On site inspection only | Single family | [9 empty] | Non-Lead
| 761 FAIRWOOD CRES | Non-lead - Copper | On site inspection only | Non-lead - Copper | No | On site inspection only | Single family | [9 empty] | Non-Lead
| 661 N CASCADE DR | Non-lead - Copper | On site inspection only | Non-lead - Copper | No | On site inspection only | Single family | [9 empty] | Non-Lead
| 3485 SWEETWATER AVE | Non-lead - Copper | On site inspection only | Non-lead - Copper | No | On site inspection only | Single family | [9 empty] | Non-Lead
| 175 OLIVE AVE | Non-lead - Copper | On site inspection only | Non-lead - Copper | No | On site inspection only | Single family | [9 empty] | Non-Lead
| 915 CAHILL WAY | Non-lead - Copper | On site inspection only | Non-lead - Copper | No | On site inspection only | Single family | [9 empty] | Non-Lead
| 1072 ALDER LN | Non-lead - Copper | On site inspection only | Non-lead - Copper | No | On site inspection only | Single family | [9 empty] | Non-Lead
| 403 E CLACKAMAS CIR | Non-lead - Copper | On site inspection only | Non-lead - Copper | No | On site inspection only | Single family | [9 empty] | Non-Lead
| 501 HALL ST | Non-lead - Copper | On site inspection only | Non-lead - Copper | No | On site inspection only | Single family | [9 empty] | Non-Lead
| 2018 ASTOR WAY | Non-lead - Copper | On site inspection only | Non-lead - Copper | No | On site inspection only | Single family | [9 empty] | Non-Lead
| 1130 GREENVIEW DR | Non-lead - Copper | On site inspection only | Non-lead - Copper | No | On site inspection only | Single family | [9 empty] | Non-Lead
| 1583 NEWPORT WAY | Non-lead - Copper | On site inspection only | Non-lead - Copper | No | On site inspection only | Single family | [9 empty] | Non-Lead
| 1360 GEORGE ST | Non-lead - Copper | On site inspection only | Non-lead - Copper | No | On site inspection only | Single family | [9 empty] | Non-Lead
| 1030 GOOSE CREEK RD | Non-lead - Copper | On site inspection only | Non-lead - Copper | No | On site inspection only | Single family | [9 empty] | Non-Lead
| 1200 WOODLAND AVE | Non-lead - Copper | On site inspection only | Non-lead - Copper | No | On site inspection only | Single family | [9 empty] | Non-Lead
| 312 BAYLOR DR | Non-lead - Copper | On site inspection only | Non-lead - Copper | No | On site inspection only | Single family | [9 empty] | Non-Lead
| 279 BOEAN LN | Non-lead - Copper | On site inspection only | Non-lead - Copper | No | On site inspection only | Single family | [9 empty] | Non-Lead
| 2627 ROANOKE ST | Non-lead - Copper | On site inspection only | Non-lead - Copper | No | On site inspection only | Single family | [9 empty] | Non-Lead
| 259 WORKMAN DR | Non-lead - Copper | On site inspection only | Non-lead - Copper | No | On site inspection only | Single family | [9 empty] | Non-Lead
| 920 CAROL ST | Non-lead - Copper | On site inspection only | Non-lead - Copper | No | On site inspection only | Single family | [9 empty] | Non-Lead
| 2212 COUNTRY CLUB TER | Non-lead - Copper | On site inspection only | Non-lead - Copper | No | On site inspection only | Single family | [9 empty] | Non-Lead
| 1013 WOODLAND AVE | Non-lead - Copper | On site inspection only | Non-lead - Copper | No | On site inspection only | Single family | [9 empty] | Non-Lead
| 1467 UMPQUA RD | Non-lead - Copper | On site inspection only | Non-lead - Copper | No | On site inspection only | Single family | [9 empty] | Non-Lead
| 1490 GEORGE ST | Non-lead - Copper | On site inspection only | Non-lead - Copper | No | On site inspection only | Single family | [9 empty] | Non-Lead
| 583 FIFTH ST | Non-lead - Copper | On site inspection only | Non-lead - Copper | No | On site inspection only | Single family | [9 empty] | Non-Lead
| 214 E CLACKAMAS CIR | Non-lead - Copper | On site inspection only | Non-lead - Copper | No | On site inspection only | Single family | [9 empty] | Non-Lead
| 917 BROWN ST | Non-lead - Copper | On site inspection only | Non-lead - Copper | No | On site inspection only | Single family | [9 empty] | Non-Lead
| 994 N FIRST ST | Non-lead - Copper | On site inspection only | Non-lead - Copper | No | On site inspection only | Single family | [9 empty] | Non-Lead
| 172 CHERRY ST | Non-lead - Copper | On site inspection only | Non-lead - Copper | No | On site inspection only | Single family | [9 empty] | Non-Lead
| 170 HAWLEY ST | Non-lead - Copper | On site inspection only | Non-lead - Copper | No | On site inspection only | Single family | [9 empty] | Non-Lead
| 1130 HARDCASTLE AVE | Non-lead - Copper | On site inspection only | Non-lead - Plastic | No | On site inspection only | Single family | [9 empty] | Non-Lead
| 1433 AUDREY WAY | Non-lead - Copper | On site inspection only | Non-lead - Copper | No | On site inspection only | Single family | [9 empty] | Non-Lead
| 3468 MYRTLE ST | Non-lead - Copper | On site inspection only | Non-lead - Copper | No | On site inspection only | Single family | [9 empty] | Non-Lead
| 1425 DAYLILY ST | Non-lead - Copper | On site inspection only | Non-lead - Plastic | No | On site inspection only | Single family | [9 empty] | Non-Lead
| 416 WILLAMETTE ST | Non-lead - Copper | On site inspection only | Non-lead - Plastic | No | On site inspection only | Single family | [9 empty] | Non-Lead
| 403 VINE AVE | Non-lead - Copper | On site inspection only | Non-lead - Copper | No | On site inspection only | Single family | [9 empty] | Non-Lead
| 415 S SETTLEMIER AVE | Non-lead - Copper | On site inspection only | Non-lead - Copper | No | On site inspection only | Single family | [9 empty] | Non-Lead
| 2735 DUKE ST | Non-lead - Copper | On site inspection only | Non-lead - Plastic | No | Both records and inspection | Single family | [9 empty] | Non-Lead
| 1293 N SECOND ST | Non-lead - Copper | On site inspection only | Non-lead - Copper | No | On site inspection only | Single family | [9 empty] | Non-Lead
| 3443 HAWTHORN CIR | Non-lead - Copper | On site inspection only | Non-lead - Copper | No | On site inspection only | Single family | [9 empty] | Non-Lead
| 721 LEASURE ST | Non-lead - Copper | On site inspection only | Non-lead - Copper | No | On site inspection only | Single family | [9 empty] | Non-Lead
| 2402 HALTER DR | Non-lead - Copper | On site inspection only | Non-lead - Plastic | No | On site inspection only | Single family | [9 empty] | Non-Lead
| 299 SMITH DR | Non-lead - Copper | On site inspection only | Non-lead - Copper | No | On site inspection only | Single family | [9 empty] | Non-Lead
| 1221 INDEPENDENCE AVE | Non-lead - Copper | On site inspection only | Non-lead - Copper | No | On site inspection only | Single family | [9 empty] | Non-Lead
| 900 ASTOR WAY | Non-lead - Copper | On site inspection only | Non-lead - Copper | No | On site inspection only | Single family | [9 empty] | Non-Lead
| 157 MCLAUGHLIN DR | Non-lead - Copper | On site inspection only | Non-lead - Copper | No | On site inspection only | Single family | [9 empty] | Non-Lead
| 1151 QUEEN CITY BLVD | Non-lead - Copper | On site inspection only | Non-lead - Copper | No | On site inspection only | Single family | [9 empty] | Non-Lead
| 222 BOEAN LN | Non-lead - Copper | On site inspection only | Non-lead - Copper | No | On site inspection only | Single family | [9 empty] | Non-Lead
| 660 LEASURE ST | Non-lead - Copper | On site inspection only | Non-lead - Copper | No | On site inspection only | Single family | [9 empty] | Non-Lead
| 2034 CRESTLINE DR | Non-lead - Copper | On site inspection only | Non-lead - Copper | No | On site inspection only | Single family | [9 empty] | Non-Lead
| 1198 MARYLYNN WAY | Non-lead - Copper | On site inspection only | Non-lead - Copper | No | On site inspection only | Single family | [9 empty] | Non-Lead
| 1546 WILLOW AVE | Non-lead - Copper | On site inspection only | Non-lead - Copper | No | On site inspection only | Single family | [9 empty] | Non-Lead
| 1755 PRINCETON RD | Non-lead - Copper | On site inspection only | Non-lead - Copper | No | On site inspection only | Single family | [9 empty] | Non-Lead
| 1061 WILLOW AVE | Non-lead - Copper | On site inspection only | Non-lead - Copper | No | On site inspection only | Single family | [9 empty] | Non-Lead
| 612 W CLACKAMAS CIR | Non-lead - Copper | On site inspection only | Non-lead - Copper | No | On site inspection only | Single family | [9 empty] | Non-Lead
| 1435 COUNTRY CLUB CIR | Non-lead - Copper | On site inspection only | Non-lead - Copper | No | On site inspection only | Single family | [9 empty] | Non-Lead
| 700 SMITH DR | Non-lead - Copper | On site inspection only | Non-lead - Copper | No | On site inspection only | Single family | [9 empty] | Non-Lead
| 3238 REED AVE | Non-lead - Copper | On site inspection only | Non-lead - Copper | No | On site inspection only | Single family | [9 empty] | Non-Lead
| 390 S SETTLEMIER AVE | Non-lead - Copper | On site inspection only | Non-lead - Copper | No | On site inspection only | Single family | [9 empty] | Non-Lead
| 1350 JUDY ST | Non-lead - Copper | On site inspection only | Non-lead - Copper | No | On site inspection only | Single family | [9 empty] | Non-Lead
| 2501 HERSHBERGER AVE | Non-lead - Copper | On site inspection only | Non-lead - Plastic | No | On site inspection only | Single family | [9 empty] | Non-Lead
| 2805 DUKE ST | Non-lead - Copper | Both records and inspection | Non-lead - Plastic | No | Both records and inspection | Single family | [9 empty] | Non-Lead
| 1000 STANFIELD RD | Non-lead - Copper | On site inspection only | Non-lead - Copper | No | On site inspection only | Single family | [9 empty] | Non-Lead
| 1301 THOMPSON RD | Non-lead - Copper | On site inspection only | Non-lead - Copper | No | On site inspection only | Single family | [9 empty] | Non-Lead
| 827 WILLOW AVE | Non-lead - Copper | On site inspection only | Non-lead - Copper | No | On site inspection only | Single family | [9 empty] | Non-Lead
| 1620 RAINIER RD | Non-lead - Copper | On site inspection only | Non-lead - Copper | No | On site inspection only | Single family | [9 empty] | Non-Lead
| 1346 RAINIER RD | Non-lead - Copper | On site inspection only | Non-lead - Copper | No | On site inspection only | Single family | [9 empty] | Non-Lead
| 660 HARRISON ST | Non-lead - Copper | On site inspection only | Non-lead - Copper | No | On site inspection only | Single family | [9 empty] | Non-Lead
| 876 KELOWNA ST | Non-lead - Copper | On site inspection only | Non-lead - Copper | No | On site inspection only | Single family | [9 empty] | Non-Lead
| 985 LUBA ST | Non-lead - Copper | On site inspection only | Non-lead - Copper | No | On site inspection only | Single family | [9 empty] | Non-Lead
| 650 WILSON ST | Non-lead - Copper | On site inspection only | Non-lead - Copper | No | On site inspection only | Single family | [9 empty] | Non-Lead
| 297 GATCH ST | Non-lead - Copper | On site inspection only | Non-lead - Copper | No | On site inspection only | Single family | [9 empty] | Non-Lead
| 2092 SALLAL RD | Non-lead - Copper | On site inspection only | Non-lead - Copper | No | On site inspection only | Single family | [9 empty] | Non-Lead
| 365 BROWN ST | Non-lead - Copper | On site inspection only | Non-lead - Copper | No | On site inspection only | Single family | [9 empty] | Non-Lead
| 933 N CASCADE DR | Non-lead - Copper | On site inspection only | Non-lead - Copper | No | On site inspection only | Single family | [9 empty] | Non-Lead
| 765 S PACIFIC HWY #26 | Non-lead - Copper | On site inspection only | Galvanized (Iron or Steel) | No | On site inspection only | Single family | [9 empty] | Non-Lead
| 985 KELOWNA CT | Non-lead - Copper | On site inspection only | Non-lead - Copper | No | On site inspection only | Single family | [9 empty] | Non-Lead
| 1496 GREENVIEW CT | Non-lead - Copper | On site inspection only | Non-lead - Copper | No | On site inspection only | Single family | [9 empty] | Non-Lead
| 538 WARREN WAY | Non-lead - Copper | On site inspection only | Non-lead - Copper | No | On site inspection only | Single family | [9 empty] | Non-Lead
| 1661 COUNTRY CLUB CIR | Non-lead - Copper | On site inspection only | Non-lead - Copper | No | On site inspection only | Single family | [9 empty] | Non-Lead
| 504 BARLEY ST | Non-lead - Copper | On site inspection only | Non-lead - Plastic | No | On site inspection only | Single family | [9 empty] | Non-Lead
| 977 CAHILL WAY | Non-lead - Copper | On site inspection only | Non-lead - Copper | No | On site inspection only | Single family | [9 empty] | Non-Lead
| 2014 RAINIER RD | Non-lead - Copper | On site inspection only | Non-lead - Copper | No | On site inspection only | Single family | [9 empty] | Non-Lead
| 365 BRYAN ST | Non-lead - Copper | On site inspection only | Non-lead - Copper | No | On site inspection only | Single family | [9 empty] | Non-Lead
| 606 TUKWILA DR | Non-lead - Copper | On site inspection only | Non-lead - Copper | No | On site inspection only | Single family | [9 empty] | Non-Lead
| 1444 WALTON WAY | Non-lead - Copper | On site inspection only | Non-lead - Copper | No | On site inspection only | Single family | [9 empty] | Non-Lead
| 400 BRYAN ST | Non-lead - Copper | On site inspection only | Non-lead - Copper | No | On site inspection only | Single family | [9 empty] | Non-Lead
| 659 LEASURE ST | Non-lead - Copper | On site inspection only | Non-lead - Copper | No | On site inspection only | Single family | [9 empty] | Non-Lead
| 1377 DAHLIA ST | Non-lead - Copper | On site inspection only | Non-lead - Plastic | No | On site inspection only | Single family | [9 empty] | Non-Lead
| 1649 UMPQUA RD | Non-lead - Copper | On site inspection only | Non-lead - Copper | No | On site inspection only | Single family | [9 empty] | Non-Lead
| 2450 BEN BROWN DR | Non-lead - Copper | On site inspection only | Non-lead - Plastic | No | On site inspection only | Single family | [9 empty] | Non-Lead
| 1177 DAHLIA ST | Non-lead - Copper | On site inspection only | Non-lead - Plastic | No | On site inspection only | Single family | [9 empty] | Non-Lead
| 3344 NEKIA ST | Non-lead - Copper | On site inspection only | Non-lead - Copper | No | On site inspection only | Single family | [9 empty] | Non-Lead
| 1345 UMPQUA RD | Non-lead - Copper | On site inspection only | Non-lead - Copper | No | On site inspection only | Single family | [9 empty] | Non-Lead
| 365 W HAYES ST | Non-lead - Copper | On site inspection only | Non-lead - Copper | No | On site inspection only | Single family | [9 empty] | Non-Lead
| 1505 W LINCOLN ST | Non-lead - Copper | On site inspection only | Non-lead - Copper | No | On site inspection only | Single family | [9 empty] | Non-Lead
| 1311 W HAYES ST | Non-lead - Copper | On site inspection only | Non-lead - Copper | No | On site inspection only | Single family | [9 empty] | Non-Lead
| 795 HERMANSON ST | Non-lead - Copper | On site inspection only | Non-lead - Copper | No | On site inspection only | Single family | [9 empty] | Non-Lead
| 549 PRAIRIE ST | Non-lead - Copper | On site inspection only | Non-lead - Copper | No | On site inspection only | Single family | [9 empty] | Non-Lead
| 758 YOUNG ST | Non-lead - Copper | On site inspection only | Non-lead - Copper | No | On site inspection only | Single family | [9 empty] | Non-Lead
| 1057 JOHNSON ST | Non-lead - Copper | On site inspection only | Non-lead - Copper | No | On site inspection only | Single family | [9 empty] | Non-Lead
| 844 OREGON WAY | Non-lead - Copper | On site inspection only | Non-lead - Copper | No | On site inspection only | Single family | [9 empty] | Non-Lead
| 2857 W HAYES ST | Non-lead - Copper | On site inspection only | Non-lead - Copper | No | On site inspection only | Single family | [9 empty] | Non-Lead
| 1597 DAHLIA ST | Non-lead - Copper | On site inspection only | Non-lead - Plastic | No | On site inspection only | Single family | [9 empty] | Non-Lead
| 1505 SALLAL RD | Non-lead - Copper | On site inspection only | Non-lead - Copper | No | On site inspection only | Single family | [9 empty] | Non-Lead
| 590 HAWLEY ST | Non-lead - Copper | On site inspection only | Non-lead - Copper | No | On site inspection only | Single family | [9 empty] | Non-Lead
| 612 N CASCADE DR #32 | Non-lead - Copper | On site inspection only | Non-lead - Copper | No | On site inspection only | Single family | [9 empty] | Non-Lead
| 2583 GRAYSTONE DR | Non-lead - Copper | On site inspection only | Non-lead - Copper | No | On site inspection only | Single family | [9 empty] | Non-Lead
| 349 ACACIA AVE | Non-lead - Copper | On site inspection only | Non-lead - Copper | No | On site inspection only | Single family | [9 empty] | Non-Lead
| 520 W HAYES ST | Non-lead - Copper | On site inspection only | Non-lead - Copper | No | On site inspection only | Single family | [9 empty] | Non-Lead
| 294 MCLAUGHLIN DR | Non-lead - Copper | On site inspection only | Non-lead - Copper | No | On site inspection only | Single family | [9 empty] | Non-Lead
| 355 HARVARD DR | Non-lead - Copper | On site inspection only | Non-lead - Copper | No | On site inspection only | Single family | [9 empty] | Non-Lead
| 850 E CLEVELAND ST | Non-lead - Copper | On site inspection only | Non-lead - Copper | No | On site inspection only | Single family | [9 empty] | Non-Lead
| 1594 WALTON WAY | Non-lead - Copper | On site inspection only | Non-lead - Copper | No | On site inspection only | Single family | [9 empty] | Non-Lead
| 1202 DAYLILY ST | Non-lead - Copper | On site inspection only | Non-lead - Plastic | No | On site inspection only | Single family | [9 empty] | Non-Lead
| 1985 SALLAL RD | Non-lead - Copper | On site inspection only | Non-lead - Copper | No | On site inspection only | Single family | [9 empty] | Non-Lead
| 565 BROWN CT | Non-lead - Copper | On site inspection only | Non-lead - Copper | No | On site inspection only | Single family | [9 empty] | Non-Lead
| 670 SMITH DR | Non-lead - Copper | On site inspection only | Non-lead - Copper | No | On site inspection only | Single family | [9 empty] | Non-Lead
| 3111 REED AVE | Non-lead - Copper | On site inspection only | Non-lead - Copper | No | On site inspection only | Single family | [9 empty] | Non-Lead
| 1118 RANDOLPH RD | Non-lead - Copper | On site inspection only | Non-lead - Copper | No | On site inspection only | Single family | [9 empty] | Non-Lead
| 260 SKYLER DR | Non-lead - Copper | On site inspection only | Non-lead - Copper | No | On site inspection only | Single family | [9 empty] | Non-Lead
| 2572 HALTER DR | Non-lead - Copper | On site inspection only | Non-lead - Plastic | No | On site inspection only | Single family | [9 empty] | Non-Lead
| 455 TURNBERRY AVE | Non-lead - Copper | On site inspection only | Non-lead - Copper | No | On site inspection only | Single family | [9 empty] | Non-Lead
| 246 SKYLER DR | Non-lead - Copper | On site inspection only | Non-lead - Copper | No | On site inspection only | Single family | [9 empty] | Non-Lead
| 1402 SUNFLOWER ST | Non-lead - Copper | On site inspection only | Non-lead - Plastic | No | On site inspection only | Single family | [9 empty] | Non-Lead
| 1566 UMPQUA RD | Non-lead - Copper | On site inspection only | Non-lead - Copper | No | On site inspection only | Single family | [9 empty] | Non-Lead
| 319 CORNWELL ST | Non-lead - Copper | On site inspection only | Non-lead - Plastic | No | On site inspection only | Single family | [9 empty] | Non-Lead
| 1174 GOOSE CREEK RD | Non-lead - Copper | On site inspection only | Non-lead - Copper | No | On site inspection only | Single family | [9 empty] | Non-Lead
| 1034 THIRD ST | Non-lead - Copper | On site inspection only | Non-lead - Copper | No | On site inspection only | Single family | [9 empty] | Non-Lead
| 2239 COUNTRY CLUB TER | Non-lead - Copper | On site inspection only | Non-lead - Copper | No | On site inspection only | Single family | [9 empty] | Non-Lead
| 791 SIXTH ST | Non-lead - Copper | On site inspection only | Non-lead - Copper | No | On site inspection only | Single family | [9 empty] | Non-Lead
| 2629 VASSER ST | Non-lead - Copper | On site inspection only | Non-lead - Copper | No | On site inspection only | Single family | [9 empty] | Non-Lead
| 2375 W SANTIAM DR | Non-lead - Copper | On site inspection only | Non-lead - Copper | No | On site inspection only | Single family | [9 empty] | Non-Lead
| 1032 STANFIELD RD | Non-lead - Copper | On site inspection only | Non-lead - Copper | No | On site inspection only | Single family | [9 empty] | Non-Lead
| 182 S SETTLEMIER AVE | Non-lead - Copper | On site inspection only | Non-lead - Copper | No | On site inspection only | Single family | [9 empty] | Non-Lead
| 267 N SETTLEMIER AVE | Non-lead - Copper | On site inspection only | Non-lead - Plastic | No | On site inspection only | Single family | [9 empty] | Non-Lead
| 294 WILLOW AVE | Non-lead - Copper | On site inspection only | Non-lead - Copper | No | On site inspection only | Single family | [9 empty] | Non-Lead
| 447 FIFTH ST | Non-lead - Copper | On site inspection only | Non-lead - Copper | No | On site inspection only | Single family | [9 empty] | Non-Lead
| 364 BAYLOR DR | Non-lead - Copper | On site inspection only | Non-lead - Plastic | No | On site inspection only | Single family | [9 empty] | Non-Lead
| 1100 PRINCETON RD | Non-lead - Copper | On site inspection only | Non-lead - Copper | No | On site inspection only | Single family | [9 empty] | Non-Lead
| 3510 HAWTHORN CIR | Non-lead - Copper | On site inspection only | Non-lead - Copper | No | On site inspection only | Single family | [9 empty] | Non-Lead
| 1470 FOXGLOVE ST | Non-lead - Copper | On site inspection only | Non-lead - Plastic | No | On site inspection only | Single family | [9 empty] | Non-Lead
| 1065 KELOWNA CT | Non-lead - Copper | On site inspection only | Non-lead - Copper | No | On site inspection only | Single family | [9 empty] | Non-Lead
| 1526 ARLINGTON AVE | Non-lead - Copper | On site inspection only | Non-lead - Copper | No | On site inspection only | Single family | [9 empty] | Non-Lead
| 715 GARFIELD ST | Non-lead - Copper | On site inspection only | Non-lead - Copper | No | On site inspection only | Single family | [9 empty] | Non-Lead
| 2184 HEATHER WAY | Non-lead - Copper | On site inspection only | Non-lead - Copper | No | On site inspection only | Single family | [9 empty] | Non-Lead
| 1501 SUNFLOWER ST | Non-lead - Copper | On site inspection only | Non-lead - Plastic | No | On site inspection only | Single family | [9 empty] | Non-Lead
| 1658 SMITH DR | Non-lead - Copper | On site inspection only | Non-lead - Plastic | No | On site inspection only | Single family | [9 empty] | Non-Lead
| 832 N FIRST ST | Non-lead - Copper | On site inspection only | Non-lead - Copper | No | On site inspection only | Single family | [9 empty] | Non-Lead
| 845 BROWN ST | Non-lead - Copper | On site inspection only | Non-lead - Copper | No | On site inspection only | Single family | [9 empty] | Non-Lead
| 792 CORBY ST | Non-lead - Copper | On site inspection only | Non-lead - Copper | No | On site inspection only | Single family | [9 empty] | Non-Lead
| 505 BARLEY ST | Non-lead - Copper | On site inspection only | Non-lead - Plastic | No | On site inspection only | Single family | [9 empty] | Non-Lead
| 245 BRADLEY ST | Non-lead - Copper | On site inspection only | Non-lead - Copper | No | On site inspection only | Single family | [9 empty] | Non-Lead
| 1530 ALEXANDRA AVE | Non-lead - Copper | On site inspection only | Non-lead - Copper | No | On site inspection only | Single family | [9 empty] | Non-Lead
| 790 FAIRWOOD CRES | Non-lead - Copper | On site inspection only | Non-lead - Copper | No | On site inspection only | Single family | [9 empty] | Non-Lead
| 1429 HARDCASTLE AVE | Non-lead - Copper | On site inspection only | Non-lead - Plastic | No | On site inspection only | Single family | [9 empty] | Non-Lead
| 1810 WOODLAND AVE | Non-lead - Copper | On site inspection only | Non-lead - Copper | No | On site inspection only | Single family | [9 empty] | Non-Lead
| 989 SIXTH ST | Non-lead - Copper | On site inspection only | Non-lead - Copper | No | On site inspection only | Single family | [9 empty] | Non-Lead
| 1890 SALLAL RD | Non-lead - Copper | On site inspection only | Non-lead - Copper | No | On site inspection only | Single family | [9 empty] | Non-Lead
| 1643 DESANTIS DR | Non-lead - Copper | On site inspection only | Non-lead - Plastic | No | On site inspection only | Single family | [9 empty] | Non-Lead
| 11851 NE CHATEAU DR | Non-lead - Copper | On site inspection only | Non-lead - Plastic | No | On site inspection only | Single family | [9 empty] | Non-Lead
| 1134 HERMANSON ST | Non-lead - Copper | On site inspection only | Non-lead - Copper | No | On site inspection only | Single family | [9 empty] | Non-Lead
| 360 CORNWELL ST | Non-lead - Copper | On site inspection only | Non-lead - Plastic | No | On site inspection only | Single family | [9 empty] | Non-Lead
| 40 SMITH DR | Non-lead - Copper | On site inspection only | Non-lead - Copper | No | On site inspection only | Single family | [9 empty] | Non-Lead
| 553 COZY WAY | Non-lead - Copper | On site inspection only | Non-lead - Plastic | No | On site inspection only | Single family | [9 empty] | Non-Lead
| 2225 W HAYES ST | Non-lead - Copper | On site inspection only | Non-lead - Copper | No | On site inspection only | Single family | [9 empty] | Non-Lead
| 1339 DAYLILY ST | Non-lead - Copper | On site inspection only | Non-lead - Plastic | No | On site inspection only | Single family | [9 empty] | Non-Lead
| 2026 CRESTLINE DR | Non-lead - Copper | On site inspection only | Non-lead - Copper | No | On site inspection only | Single family | [9 empty] | Non-Lead
| 2234 HALTER DR | Non-lead - Copper | On site inspection only | Non-lead - Plastic | No | On site inspection only | Single family | [9 empty] | Non-Lead
| 2603 HAZELNUT DR | Non-lead - Copper | On site inspection only | Non-lead - Copper | No | On site inspection only | Single family | [9 empty] | Non-Lead
| 888 OSTROM DR | Non-lead - Copper | On site inspection only | Non-lead - Plastic | No | On site inspection only | Single family | [9 empty] | Non-Lead
| 1418 E LINCOLN ST | Non-lead - Copper | On site inspection only | Non-lead - Copper | No | On site inspection only | Single family | [9 empty] | Non-Lead
| 3327 REED AVE | Non-lead - Copper | On site inspection only | Non-lead - Copper | No | On site inspection only | Single family | [9 empty] | Non-Lead
| 3283 NEKIA ST | Non-lead - Copper | On site inspection only | Non-lead - Copper | No | On site inspection only | Single family | [9 empty] | Non-Lead
| 1055 N SECOND ST | Non-lead - Copper | On site inspection only | Non-lead - Copper | No | On site inspection only | Single family | [9 empty] | Non-Lead
| 1030 TIERRA LYNN DR | Non-lead - Copper | On site inspection only | Non-lead - Copper | No | On site inspection only | Single family | [9 empty] | Non-Lead
| 2611 COLONY ST | Non-lead - Copper | On site inspection only | Non-lead - Copper | No | On site inspection only | Single family | [9 empty] | Non-Lead
| 389 BRIDLEWOOD LN | Non-lead - Copper | On site inspection only | Non-lead - Copper | No | On site inspection only | Single family | [9 empty] | Non-Lead
| 1696 AUSTIN AVE | Non-lead - Copper | On site inspection only | Non-lead - Plastic | No | On site inspection only | Single family | [9 empty] | Non-Lead
| 2230 BEN BROWN DR | Non-lead - Copper | On site inspection only | Non-lead - Plastic | No | On site inspection only | Single family | [9 empty] | Non-Lead
| 1558 MCCALLUM LN | Non-lead - Copper | On site inspection only | Non-lead - Plastic | No | On site inspection only | Single family | [9 empty] | Non-Lead
| 1570 ARLINGTON AVE | Non-lead - Copper | On site inspection only | Non-lead - Copper | No | On site inspection only | Single family | [9 empty] | Non-Lead
| 1047 BRYAN ST B | Non-lead - Copper | On site inspection only | Non-lead - Copper | No | On site inspection only | Single family | [9 empty] | Non-Lead
| 521 BRYAN ST | Non-lead - Copper | On site inspection only | Non-lead - Copper | No | On site inspection only | Single family | [9 empty] | Non-Lead
| 550 STUBB RD | Non-lead - Copper | On site inspection only | Non-lead - Copper | No | On site inspection only | Single family | [9 empty] | Non-Lead
| 255 MARSHALL ST | Non-lead - Copper | On site inspection only | Non-lead - Copper | No | On site inspection only | Single family | [9 empty] | Non-Lead
| 1061 PARK AVE | Non-lead - Copper | On site inspection only | Non-lead - Copper | No | On site inspection only | Single family | [9 empty] | Non-Lead
| 3237 JORY ST | Non-lead - Copper | On site inspection only | Non-lead - Copper | No | On site inspection only | Single family | [9 empty] | Non-Lead
| 1218 PRINCETON RD | Non-lead - Copper | On site inspection only | Non-lead - Copper | No | On site inspection only | Single family | [9 empty] | Non-Lead
| 480 THIRD ST | Non-lead - Copper | On site inspection only | Non-lead - Copper | No | On site inspection only | Single family | [9 empty] | Non-Lead
| 635 CHURCH ST | Non-lead - Copper | On site inspection only | Non-lead - Copper | No | On site inspection only | Single family | [9 empty] | Non-Lead
| 1873 SMITH DR | Non-lead - Copper | On site inspection only | Non-lead - Plastic | No | On site inspection only | Single family | [9 empty] | Non-Lead
| 1267 JUDY ST | Non-lead - Copper | On site inspection only | Non-lead - Copper | No | On site inspection only | Single family | [9 empty] | Non-Lead
| 822 HAZELNUT DR | Non-lead - Copper | On site inspection only | Non-lead - Copper | No | On site inspection only | Single family | [9 empty] | Non-Lead
| 765 S PACIFIC HWY #6 | Non-lead - Copper | On site inspection only | Galvanized (Iron or Steel) | No | On site inspection only | Single family | [9 empty] | Non-Lead
| 833 BEN BROWN LN | Non-lead - Copper | On site inspection only | Non-lead - Plastic | No | On site inspection only | Single family | [9 empty] | Non-Lead
| 1452 UMPQUA CT | Non-lead - Copper | On site inspection only | Non-lead - Copper | No | On site inspection only | Single family | [9 empty] | Non-Lead
| 1135 N FRONT ST | Non-lead - Copper | On site inspection only | Non-lead - Copper | No | On site inspection only | Single family | [9 empty] | Non-Lead
| 1999 HEATHER WAY | Non-lead - Copper | On site inspection only | Non-lead - Copper | No | On site inspection only | Single family | [9 empty] | Non-Lead
| 1501 FOXGLOVE ST | Non-lead - Copper | On site inspection only | Non-lead - Copper | No | On site inspection only | Single family | [9 empty] | Non-Lead
| 1425 INDEPENDENCE AVE | Non-lead - Copper | On site inspection only | Non-lead - Copper | No | On site inspection only | Single family | [9 empty] | Non-Lead
| 1765 TOMLIN AVE | Non-lead - Copper | On site inspection only | Galvanized (Iron or Steel) | No | On site inspection only | Single family | [9 empty] | Non-Lead
| 463 BARLEY ST | Non-lead - Copper | On site inspection only | Non-lead - Plastic | No | On site inspection only | Single family | [9 empty] | Non-Lead
| 1820 HARDCASTLE AVE | Non-lead - Copper | On site inspection only | Non-lead - Copper | No | On site inspection only | Single family | [9 empty] | Non-Lead
| 1727 W LINCOLN ST | Non-lead - Copper | On site inspection only | Non-lead - Copper | No | On site inspection only | Single family | [9 empty] | Non-Lead
| 581 JOYCE ST | Non-lead - Copper | On site inspection only | Non-lead - Copper | No | On site inspection only | Single family | [9 empty] | Non-Lead
| 1137 PARK CIR | Non-lead - Copper | On site inspection only | Non-lead - Copper | No | On site inspection only | Single family | [9 empty] | Non-Lead
| 2176 KILLIAN SPRING DR | Non-lead - Copper | On site inspection only | Non-lead - Plastic | No | On site inspection only | Single family | [9 empty] | Non-Lead
| 680 N SECOND ST | Non-lead - Copper | On site inspection only | Non-lead - Copper | No | On site inspection only | Single family | [9 empty] | Non-Lead
| 1075 PRINCETON RD | Non-lead - Copper | On site inspection only | Non-lead - Copper | No | On site inspection only | Single family | [9 empty] | Non-Lead
| 494 PARADISE ST | Non-lead - Copper | On site inspection only | Non-lead - Copper | No | On site inspection only | Single family | [9 empty] | Non-Lead
| 1205 KOTKA ST | Non-lead - Copper | On site inspection only | Non-lead - Copper | No | On site inspection only | Single family | [9 empty] | Non-Lead
| 765 S PACIFIC HWY #38 | Non-lead - Copper | On site inspection only | Galvanized (Iron or Steel) | No | On site inspection only | Single family | [9 empty] | Non-Lead
| 1318 JUDY ST | Non-lead - Copper | On site inspection only | Non-lead - Copper | No | On site inspection only | Single family | [9 empty] | Non-Lead
| 1335 AMY CT | Non-lead - Copper | On site inspection only | Non-lead - Copper | No | On site inspection only | Single family | [9 empty] | Non-Lead
| 2535 GRAYSTONE DR | Non-lead - Copper | On site inspection only | Non-lead - Copper | No | On site inspection only | Single family | [9 empty] | Non-Lead
| 765 S PACIFIC HWY #40 | Non-lead - Copper | On site inspection only | Galvanized (Iron or Steel) | No | On site inspection only | Single family | [9 empty] | Non-Lead
| 1315 TIERRA LYNN DR | Non-lead - Copper | On site inspection only | Non-lead - Copper | No | On site inspection only | Single family | [9 empty] | Non-Lead
| 560 ELM ST | Non-lead - Copper | On site inspection only | Non-lead - Copper | No | On site inspection only | Single family | [9 empty] | Non-Lead
| 1265 PARK AVE | Non-lead - Copper | On site inspection only | Non-lead - Copper | No | On site inspection only | Single family | [9 empty] | Non-Lead
| 365 BRANDYWINE CT | Non-lead - Copper | On site inspection only | Non-lead - Copper | No | On site inspection only | Single family | [9 empty] | Non-Lead
| 1336 JUDY ST | Non-lead - Copper | On site inspection only | Non-lead - Copper | No | On site inspection only | Single family | [9 empty] | Non-Lead
| 975 ELANA DR | Non-lead - Copper | On site inspection only | Non-lead - Copper | No | On site inspection only | Single family | [9 empty] | Non-Lead
| 798 N SECOND ST | Non-lead - Copper | On site inspection only | Non-lead - Copper | No | On site inspection only | Single family | [9 empty] | Non-Lead
| 1570 UMPQUA PL | Non-lead - Copper | On site inspection only | Non-lead - Copper | No | On site inspection only | Single family | [9 empty] | Non-Lead
| 1590 TIERRA LYNN DR | Non-lead - Copper | On site inspection only | Non-lead - Copper | No | On site inspection only | Single family | [9 empty] | Non-Lead
| 362 GARFIELD ST | Non-lead - Copper | On site inspection only | Non-lead - Copper | No | On site inspection only | Single family | [9 empty] | Non-Lead
| 350 SMITH DR | Non-lead - Copper | On site inspection only | Non-lead - Copper | No | On site inspection only | Single family | [9 empty] | Non-Lead
| 553 E CLACKAMAS CIR | Non-lead - Copper | On site inspection only | Non-lead - Copper | No | On site inspection only | Single family | [9 empty] | Non-Lead
| 1635 TOMLIN AVE | Non-lead - Copper | On site inspection only | Non-lead - Copper | No | On site inspection only | Single family | [9 empty] | Non-Lead
| 839 MEADOWVALE LN | Non-lead - Copper | On site inspection only | Non-lead - Copper | No | On site inspection only | Single family | [9 empty] | Non-Lead
| 324 W CLACKAMAS CIR | Non-lead - Copper | On site inspection only | Non-lead - Copper | No | On site inspection only | Single family | [9 empty] | Non-Lead
| 265 S COLUMBIA DR | Non-lead - Copper | On site inspection only | Non-lead - Copper | No | On site inspection only | Single family | [9 empty] | Non-Lead
| 627 N SECOND ST | Non-lead - Copper | On site inspection only | Non-lead - Copper | No | On site inspection only | Single family | [9 empty] | Non-Lead
| 1439 THOMPSON RD | Non-lead - Copper | On site inspection only | Non-lead - Copper | No | On site inspection only | Single family | [9 empty] | Non-Lead
| 197 OSWALD ST | Non-lead - Copper | On site inspection only | Non-lead - Copper | No | On site inspection only | Single family | [9 empty] | Non-Lead
| 2626 BEN BROWN DR | Non-lead - Copper | On site inspection only | Non-lead - Plastic | No | On site inspection only | Single family | [9 empty] | Non-Lead
| 1846 MCCALLUM LN | Non-lead - Copper | On site inspection only | Non-lead - Plastic | No | On site inspection only | Single family | [9 empty] | Non-Lead
| 1289 COMSTOCK WAY | Non-lead - Copper | On site inspection only | Non-lead - Copper | No | On site inspection only | Single family | [9 empty] | Non-Lead
| 2190 COUNTRY CLUB RD | Non-lead - Copper | On site inspection only | Non-lead - Copper | No | On site inspection only | Single family | [9 empty] | Non-Lead
| 1383 THOMPSON RD | Non-lead - Copper | On site inspection only | Non-lead - Copper | No | On site inspection only | Single family | [9 empty] | Non-Lead
| 721 W LINCOLN ST | Non-lead - Copper | On site inspection only | Non-lead - Copper | No | On site inspection only | Single family | [9 empty] | Non-Lead
| 1425 ASTOR WAY | Non-lead - Copper | On site inspection only | Non-lead - Copper | No | On site inspection only | Single family | [9 empty] | Non-Lead
| 1076 COMSTOCK WAY | Non-lead - Copper | On site inspection only | Non-lead - Copper | No | On site inspection only | Single family | [9 empty] | Non-Lead
| 1169 PARK CIR | Non-lead - Copper | On site inspection only | Non-lead - Copper | No | On site inspection only | Single family | [9 empty] | Non-Lead
| 360 BRANDYWINE CT | Non-lead - Copper | On site inspection only | Non-lead - Copper | No | On site inspection only | Single family | [9 empty] | Non-Lead
| 138 BRADLEY ST | Non-lead - Copper | On site inspection only | Non-lead - Copper | No | On site inspection only | Single family | [9 empty] | Non-Lead
| 408 BAYLOR DR | Non-lead - Copper | On site inspection only | Non-lead - Copper | No | On site inspection only | Single family | [9 empty] | Non-Lead
| 1498 GREENVIEW DR | Non-lead - Copper | On site inspection only | Non-lead - Copper | No | On site inspection only | Single family | [9 empty] | Non-Lead
| 967 HERMANSON ST | Non-lead - Copper | On site inspection only | Non-lead - Copper | No | On site inspection only | Single family | [9 empty] | Non-Lead
| 1037 MCKINLEY ST | Non-lead - Copper | On site inspection only | Non-lead - Copper | No | On site inspection only | Single family | [9 empty] | Non-Lead
| 1117 N FIRST ST | Non-lead - Copper | On site inspection only | Non-lead - Copper | No | On site inspection only | Single family | [9 empty] | Non-Lead
| 1009 N FRONT ST | Non-lead - Copper | On site inspection only | Non-lead - Copper | No | On site inspection only | Single family | [9 empty] | Non-Lead
| 545 FOURTH ST | Non-lead - Copper | On site inspection only | Non-lead - Copper | No | On site inspection only | Single family | [9 empty] | Non-Lead
| 527 E CLACKAMAS CIR | Non-lead - Copper | On site inspection only | Non-lead - Copper | No | On site inspection only | Single family | [9 empty] | Non-Lead
| 1324 THOMPSON RD | Non-lead - Copper | On site inspection only | Non-lead - Copper | No | On site inspection only | Single family | [9 empty] | Non-Lead
| 788 OGLE ST | Non-lead - Copper | On site inspection only | Non-lead - Copper | No | On site inspection only | Single family | [9 empty] | Non-Lead
| 650 CHURCH ST | Non-lead - Copper | On site inspection only | Non-lead - Copper | No | On site inspection only | Single family | [9 empty] | Non-Lead
| 995 ELANA DR | Non-lead - Copper | On site inspection only | Non-lead - Copper | No | On site inspection only | Single family | [9 empty] | Non-Lead
| 1894 COUNTRY CLUB RD | Non-lead - Copper | On site inspection only | Non-lead - Copper | No | On site inspection only | Single family | [9 empty] | Non-Lead
| 765 S PACIFIC HWY #47 | Non-lead - Copper | On site inspection only | Galvanized (Iron or Steel) | No | On site inspection only | Single family | [9 empty] | Non-Lead
| 1690 THOMPSON RD | Non-lead - Copper | On site inspection only | Non-lead - Copper | No | On site inspection only | Single family | [9 empty] | Non-Lead
| 1030 THIRD ST | Non-lead - Copper | On site inspection only | Non-lead - Copper | No | On site inspection only | Single family | [9 empty] | Non-Lead
| 1030 FIFTH ST #B | Non-lead - Copper | On site inspection only | Non-lead - Copper | No | On site inspection only | Single family | [9 empty] | Non-Lead
| 1590 GRANITE ST | Non-lead - Copper | On site inspection only | Non-lead - Plastic | No | On site inspection only | Single family | [9 empty] | Non-Lead
| 2790 STANFORD ST | Non-lead - Copper | On site inspection only | Non-lead - Copper | No | On site inspection only | Single family | [9 empty] | Non-Lead
| 821 JOHNSON ST | Non-lead - Copper | On site inspection only | Non-lead - Copper | No | On site inspection only | Single family | [9 empty] | Non-Lead
| 851 BEN BROWN LN | Non-lead - Copper | On site inspection only | Non-lead - Plastic | No | On site inspection only | Single family | [9 empty] | Non-Lead
| 1010 ASTOR WAY | Non-lead - Copper | On site inspection only | Non-lead - Copper | No | On site inspection only | Single family | [9 empty] | Non-Lead
| 1291 PRINCETON RD | Non-lead - Copper | On site inspection only | Non-lead - Copper | No | On site inspection only | Single family | [9 empty] | Non-Lead
| 366 MCLAUGHLIN DR | Non-lead - Copper | On site inspection only | Non-lead - Copper | No | On site inspection only | Single family | [9 empty] | Non-Lead
| 1209 DAHLIA ST | Non-lead - Copper | On site inspection only | Non-lead - Plastic | No | On site inspection only | Single family | [9 empty] | Non-Lead
| 2812 FAIRWAY ST | Non-lead - Copper | On site inspection only | Non-lead - Copper | No | On site inspection only | Single family | [9 empty] | Non-Lead
| 112 N SETTLEMIER AVE | Non-lead - Copper | On site inspection only | Non-lead - Copper | No | On site inspection only | Single family | [9 empty] | Non-Lead
| 270 N SETTLEMIER AVE | Non-lead - Copper | On site inspection only | Non-lead - Copper | No | On site inspection only | Single family | [9 empty] | Non-Lead
| 1731 PRINCETON RD | Non-lead - Copper | On site inspection only | Non-lead - Plastic | No | Records only | Single family | [9 empty] | Non-Lead
| 2742 CHAMPIONSHIP DR | Non-lead - Copper | On site inspection only | Non-lead - Copper | No | On site inspection only | Single family | [9 empty] | Non-Lead
| 1487 GREENVIEW CT | Non-lead - Copper | On site inspection only | Non-lead - Copper | No | On site inspection only | Single family | [9 empty] | Non-Lead
| 1775 TIERRA LYNN DR | Non-lead - Copper | On site inspection only | Non-lead - Copper | No | On site inspection only | Single family | [9 empty] | Non-Lead
| 829 PANA ST | Non-lead - Copper | On site inspection only | Non-lead - Copper | No | On site inspection only | Single family | [9 empty] | Non-Lead
| 1225 INDEPENDENCE AVE | Non-lead - Copper | On site inspection only | Non-lead - Copper | No | On site inspection only | Single family | [9 empty] | Non-Lead
| 1345 ALEXANDRA AVE | Non-lead - Copper | On site inspection only | Non-lead - Copper | No | On site inspection only | Single family | [9 empty] | Non-Lead
| 329 WILLOW AVE | Non-lead - Copper | On site inspection only | Non-lead - Copper | No | On site inspection only | Single family | [9 empty] | Non-Lead
| 809 FAIRWOOD CRES | Non-lead - Copper | On site inspection only | Non-lead - Copper | No | On site inspection only | Single family | [9 empty] | Non-Lead
| 2580 N BOONES FERRY RD | Non-lead - Copper | On site inspection only | Non-lead - Copper | No | On site inspection only | Single family | [9 empty] | Non-Lead
| 838 BEN BROWN LN | Non-lead - Copper | On site inspection only | Non-lead - Plastic | No | On site inspection only | Single family | [9 empty] | Non-Lead
| 1231 PRINCETON RD | Non-lead - Copper | On site inspection only | Non-lead - Copper | No | On site inspection only | Single family | [9 empty] | Non-Lead
| 612 N CASCADE DR #4 | Non-lead - Copper | On site inspection only | Non-lead - Copper | No | On site inspection only | Single family | [9 empty] | Non-Lead
| 850 BROWN ST | Non-lead - Copper | Records only | Non-lead - Plastic | No | Records only | Single family | [9 empty] | Non-Lead
| 465 ARTHUR ST | Non-lead - Copper | On site inspection only | Non-lead - Copper | No | On site inspection only | Single family | [9 empty] | Non-Lead
| 518 FIR ST | Non-lead - Copper | On site inspection only | Non-lead - Copper | No | On site inspection only | Single family | [9 empty] | Non-Lead
| 3036 OXFORD ST | Non-lead - Copper | On site inspection only | Non-lead - Copper | No | On site inspection only | Single family | [9 empty] | Non-Lead
| 970 ELANA DR | Non-lead - Copper | On site inspection only | Non-lead - Copper | No | On site inspection only | Single family | [9 empty] | Non-Lead
| 1227 DAHLIA ST | Non-lead - Copper | On site inspection only | Non-lead - Plastic | No | On site inspection only | Single family | [9 empty] | Non-Lead
| 770 BLAINE ST | Non-lead - Copper | On site inspection only | Non-lead - Copper | No | On site inspection only | Single family | [9 empty] | Non-Lead
| 765 S PACIFIC HWY #46 | Non-lead - Copper | On site inspection only | Galvanized (Iron or Steel) | No | On site inspection only | Single family | [9 empty] | Non-Lead
| 986 E LINCOLN ST | Non-lead - Copper | On site inspection only | Non-lead - Copper | No | On site inspection only | Single family | [9 empty] | Non-Lead
| 1162 THIRD ST | Non-lead - Copper | On site inspection only | Non-lead - Copper | No | On site inspection only | Single family | [9 empty] | Non-Lead
| 1039 PANA ST | Non-lead - Copper | On site inspection only | Non-lead - Copper | No | On site inspection only | Single family | [9 empty] | Non-Lead
| 427 MARSHALL ST | Non-lead - Copper | On site inspection only | Non-lead - Copper | No | On site inspection only | Single family | [9 empty] | Non-Lead
| 323 BEN BROWN LN | Non-lead - Copper | On site inspection only | Non-lead - Plastic | No | On site inspection only | Single family | [9 empty] | Non-Lead
| 802 OSTROM DR | Non-lead - Copper | On site inspection only | Non-lead - Plastic | No | On site inspection only | Single family | [9 empty] | Non-Lead
| 228 WILLOW AVE | Non-lead - Copper | On site inspection only | Non-lead - Plastic | No | Customer data | Single family | [9 empty] | Non-Lead
| 2532 PATRIOT ST | Non-lead - Copper | On site inspection only | Non-lead - Copper | No | On site inspection only | Single family | [9 empty] | Non-Lead
| 810 ELANA WAY | Non-lead - Copper | On site inspection only | Non-lead - Copper | No | On site inspection only | Single family | [9 empty] | Non-Lead
| 760 YOUNG ST | Non-lead - Copper | On site inspection only | Non-lead - Copper | No | On site inspection only | Single family | [9 empty] | Non-Lead
| 778 HARVEST WAY | Non-lead - Copper | On site inspection only | Non-lead - Copper | No | On site inspection only | Single family | [9 empty] | Non-Lead
| 1750 LANDAU DR | Non-lead - Copper | On site inspection only | Non-lead - Copper | No | On site inspection only | Single family | [9 empty] | Non-Lead
| 1455 BARN ST | Non-lead - Copper | On site inspection only | Non-lead - Copper | No | On site inspection only | Single family | [9 empty] | Non-Lead
| 556 THIRD ST | Non-lead - Copper | On site inspection only | Non-lead - Copper | No | On site inspection only | Single family | [9 empty] | Non-Lead
| 626 HALL ST | Non-lead - Copper | On site inspection only | Non-lead - Copper | No | On site inspection only | Single family | [9 empty] | Non-Lead
| 950 ELANA DR | Non-lead - Copper | On site inspection only | Non-lead - Copper | No | On site inspection only | Single family | [9 empty] | Non-Lead
| 1200 STANFIELD RD | Non-lead - Copper | On site inspection only | Non-lead - Copper | No | On site inspection only | Single family | [9 empty] | Non-Lead
| 329 BROWN ST | Non-lead - Copper | On site inspection only | Non-lead - Copper | No | On site inspection only | Single family | [9 empty] | Non-Lead
| 1490 AZTEC DR | Non-lead - Copper | On site inspection only | Non-lead - Copper | No | On site inspection only | Single family | [9 empty] | Non-Lead
| 281 WILLOW AVE | Non-lead - Copper | On site inspection only | Non-lead - Copper | No | On site inspection only | Single family | [9 empty] | Non-Lead
| 235 AKSENIA ST | Non-lead - Copper | On site inspection only | Non-lead - Copper | No | On site inspection only | Single family | [9 empty] | Non-Lead
| 285 BRANDYWINE CT | Non-lead - Copper | On site inspection only | Non-lead - Copper | No | On site inspection only | Single family | [9 empty] | Non-Lead
| 2695 HERSHBERGER AVE | Non-lead - Copper | On site inspection only | Non-lead - Plastic | No | On site inspection only | Single family | [9 empty] | Non-Lead
| 2519 BROADMORE PL | Non-lead - Copper | On site inspection only | Non-lead - Copper | No | On site inspection only | Single family | [9 empty] | Non-Lead
| 1222 ROY AVE | Non-lead - Copper | On site inspection only | Non-lead - Copper | No | On site inspection only | Single family | [9 empty] | Non-Lead
| 1192 HERMANSON ST | Non-lead - Copper | On site inspection only | Non-lead - Copper | No | On site inspection only | Single family | [9 empty] | Non-Lead
| 2241 BEN BROWN DR | Non-lead - Copper | On site inspection only | Non-lead - Plastic | No | On site inspection only | Single family | [9 empty] | Non-Lead
| 537 HALL ST | Non-lead - Copper | On site inspection only | Non-lead - Copper | No | On site inspection only | Single family | [9 empty] | Non-Lead
| 1260 QUINN RD | Non-lead - Copper | On site inspection only | Non-lead - Copper | No | On site inspection only | Single family | [9 empty] | Non-Lead
| 1008 HARDCASTLE AVE | Non-lead - Copper | On site inspection only | Galvanized (Iron or Steel) | No | On site inspection only | Single family | [9 empty] | Non-Lead
| 950 N BOONES FERRY RD | Non-lead - Copper | On site inspection only | Non-lead - Copper | No | On site inspection only | Single family | [9 empty] | Non-Lead
| 950 N BOONES FERRY RD | Non-lead - Copper | On site inspection only | Non-lead - Copper | No | On site inspection only | Single family | [9 empty] | Non-Lead
| 1379 SALLAL RD | Non-lead - Copper | On site inspection only | Non-lead - Copper | No | On site inspection only | Single family | [9 empty] | Non-Lead
| 656 HALL ST | Non-lead - Copper | On site inspection only | Non-lead - Copper | No | On site inspection only | Single family | [9 empty] | Non-Lead
| 120 GATCH ST | Non-lead - Copper | On site inspection only | Non-lead - Copper | No | On site inspection only | Single family | [9 empty] | Non-Lead
| 420 PAULUS CT | Non-lead - Copper | On site inspection only | Non-lead - Copper | No | On site inspection only | Single family | [9 empty] | Non-Lead
| 641 HALL ST | Non-lead - Copper | On site inspection only | Non-lead - Copper | No | On site inspection only | Single family | [9 empty] | Non-Lead
| 500 WHEAT ST | Non-lead - Copper | On site inspection only | Non-lead - Plastic | No | On site inspection only | Single family | [9 empty] | Non-Lead
| 850 OSTROM DR | Non-lead - Copper | On site inspection only | Non-lead - Plastic | No | On site inspection only | Single family | [9 empty] | Non-Lead
| 278 HARDCASTLE AVE | Non-lead - Copper | On site inspection only | Non-lead - Plastic | No | On site inspection only | Single family | [9 empty] | Non-Lead
| 2216 COUNTRY CLUB RD | Non-lead - Copper | On site inspection only | Non-lead - Copper | No | On site inspection only | Single family | [9 empty] | Non-Lead
| 498 BROADWAY ST | Non-lead - Copper | On site inspection only | Non-lead - Copper | No | On site inspection only | Single family | [9 empty] | Non-Lead
| 596 E CLACKAMAS CIR | Non-lead - Copper | On site inspection only | Non-lead - Copper | No | On site inspection only | Single family | [9 empty] | Non-Lead
| 915 N FIRST ST | Non-lead - Copper | On site inspection only | Non-lead - Copper | No | On site inspection only | Single family | [9 empty] | Non-Lead
| 366 E LINCOLN ST | Non-lead - Copper | On site inspection only | Non-lead - Copper | No | On site inspection only | Single family | [9 empty] | Non-Lead
| 1283 EAGLE DR | Non-lead - Copper | On site inspection only | Non-lead - Copper | No | On site inspection only | Single family | [9 empty] | Non-Lead
| 1594 UMPQUA RD | Non-lead - Copper | On site inspection only | Non-lead - Copper | No | On site inspection only | Single family | [9 empty] | Non-Lead
| 1435 JUNE WAY | Non-lead - Copper | On site inspection only | Non-lead - Copper | No | On site inspection only | Single family | [9 empty] | Non-Lead
| 1430 ALEXANDRA CT | Non-lead - Copper | On site inspection only | Non-lead - Copper | No | On site inspection only | Single family | [9 empty] | Non-Lead
| 11847 NE CHATEAU DR | Non-lead - Copper | On site inspection only | Non-lead - Copper | No | On site inspection only | Single family | [9 empty] | Non-Lead
| 1640 QUINN RD | Non-lead - Copper | On site inspection only | Non-lead - Copper | No | On site inspection only | Single family | [9 empty] | Non-Lead
| 578 WILLOW AVE | Non-lead - Copper | On site inspection only | Non-lead - Copper | No | On site inspection only | Single family | [9 empty] | Non-Lead
| 1525 WALTON WAY | Non-lead - Copper | On site inspection only | Non-lead - Copper | No | On site inspection only | Single family | [9 empty] | Non-Lead
| 2481 TRACY LN | Non-lead - Copper | On site inspection only | Non-lead - Copper | No | On site inspection only | Single family | [9 empty] | Non-Lead
| 2692 BEN BROWN DR | Non-lead - Copper | On site inspection only | Non-lead - Plastic | No | On site inspection only | Single family | [9 empty] | Non-Lead
| 798 YOUNG ST | Non-lead - Copper | On site inspection only | Non-lead - Copper | No | On site inspection only | Single family | [9 empty] | Non-Lead
| 11835 NE CHATEAU DR | Non-lead - Copper | On site inspection only | Non-lead - Copper | No | On site inspection only | Single family | [9 empty] | Non-Lead
| 960 BRYAN ST | Non-lead - Copper | On site inspection only | Non-lead - Copper | No | On site inspection only | Single family | [9 empty] | Non-Lead
| 1486 GREENVIEW DR | Non-lead - Copper | On site inspection only | Non-lead - Copper | No | On site inspection only | Single family | [9 empty] | Non-Lead
| 396 MONTGOMERY ST | Non-lead - Copper | On site inspection only | Non-lead - Plastic | No | Records only | Single family | [9 empty] | Non-Lead
| 1934 SMITH DR | Non-lead - Copper | On site inspection only | Non-lead - Plastic | No | On site inspection only | Single family | [9 empty] | Non-Lead
| 705 W LINCOLN ST | Non-lead - Copper | On site inspection only | Non-lead - Copper | No | On site inspection only | Single family | [9 empty] | Non-Lead
| 1266 N SECOND ST | Non-lead - Copper | On site inspection only | Non-lead - Copper | No | On site inspection only | Single family | [9 empty] | Non-Lead
| 1495 LAUREL AVE | Non-lead - Copper | On site inspection only | Non-lead - Copper | No | On site inspection only | Single family | [9 empty] | Non-Lead
| 885 LUBA ST | Non-lead - Copper | On site inspection only | Non-lead - Copper | No | On site inspection only | Single family | [9 empty] | Non-Lead
| 454 STARK ST | Non-lead - Copper | On site inspection only | Non-lead - Copper | No | On site inspection only | Single family | [9 empty] | Non-Lead
| 3467 SWEETWATER AVE | Non-lead - Copper | On site inspection only | Non-lead - Copper | No | On site inspection only | Single family | [9 empty] | Non-Lead
| 1535 AZTEC DR | Non-lead - Copper | On site inspection only | Non-lead - Copper | No | On site inspection only | Single family | [9 empty] | Non-Lead
| 1044 ROY AVE | Non-lead - Copper | On site inspection only | Non-lead - Copper | No | On site inspection only | Single family | [9 empty] | Non-Lead
| 2593 CONCORD ST | Non-lead - Copper | On site inspection only | Non-lead - Copper | No | On site inspection only | Single family | [9 empty] | Non-Lead
| 1550 DAYLILY ST | Non-lead - Copper | On site inspection only | Non-lead - Plastic | No | On site inspection only | Single family | [9 empty] | Non-Lead
| 988 NUGGET CT | Non-lead - Copper | On site inspection only | Non-lead - Copper | No | On site inspection only | Single family | [9 empty] | Non-Lead
| 985 THIRD ST | Non-lead - Copper | On site inspection only | Non-lead - Copper | No | On site inspection only | Single family | [9 empty] | Non-Lead
| 1243 ELANA DR | Non-lead - Copper | On site inspection only | Non-lead - Copper | No | On site inspection only | Single family | [9 empty] | Non-Lead
| 998 DELLMOOR WAY | Non-lead - Copper | On site inspection only | Non-lead - Copper | No | On site inspection only | Single family | [9 empty] | Non-Lead
| 1535 VAN LIEU CT | Non-lead - Copper | On site inspection only | Non-lead - Copper | No | On site inspection only | Single family | [9 empty] | Non-Lead
| 1170 GREENVIEW DR | Non-lead - Copper | On site inspection only | Non-lead - Copper | No | On site inspection only | Single family | [9 empty] | Non-Lead
| 1118 PARK CIR | Non-lead - Copper | On site inspection only | Non-lead - Copper | No | On site inspection only | Single family | [9 empty] | Non-Lead
| 765 S PACIFIC HWY #20 | Non-lead - Copper | On site inspection only | Galvanized (Iron or Steel) | No | On site inspection only | Single family | [9 empty] | Non-Lead
| 245 N SECOND ST | Non-lead - Copper | On site inspection only | Non-lead - Copper | No | On site inspection only | Single family | [9 empty] | Non-Lead
| 2450 MILLER FARM RD | Non-lead - Copper | On site inspection only | Non-lead - Copper | No | On site inspection only | Single family | [9 empty] | Non-Lead
| 1165 ORCHARD LN | Non-lead - Copper | On site inspection only | Non-lead - Copper | No | On site inspection only | Single family | [9 empty] | Non-Lead
| 434 SYCAMORE AVE | Non-lead - Copper | On site inspection only | Non-lead - Copper | No | On site inspection only | Single family | [9 empty] | Non-Lead
| 968 ASTOR WAY | Non-lead - Copper | On site inspection only | Non-lead - Copper | No | On site inspection only | Single family | [9 empty] | Non-Lead
| 715 BROWN ST | Non-lead - Copper | On site inspection only | Non-lead - Copper | No | On site inspection only | Single family | [9 empty] | Non-Lead
| 3115 LINFIELD AVE | Non-lead - Copper | On site inspection only | Non-lead - Copper | No | On site inspection only | Single family | [9 empty] | Non-Lead
| 632 HAWLEY ST | Non-lead - Copper | On site inspection only | Non-lead - Copper | No | On site inspection only | Single family | [9 empty] | Non-Lead
| 2865 OXFORD ST | Non-lead - Copper | On site inspection only | Non-lead - Copper | No | On site inspection only | Single family | [9 empty] | Non-Lead
| 2001 W SANTIAM DR | Non-lead - Copper | On site inspection only | Non-lead - Copper | No | On site inspection only | Single family | [9 empty] | Non-Lead
| 1152 BUNKER AVE | Non-lead - Copper | On site inspection only | Non-lead - Copper | No | On site inspection only | Single family | [9 empty] | Non-Lead
| 355 N SETTLEMIER AVE | Non-lead - Copper | On site inspection only | Non-lead - Copper | No | On site inspection only | Single family | [9 empty] | Non-Lead
| 2694 HALTER DR | Non-lead - Copper | On site inspection only | Non-lead - Plastic | No | On site inspection only | Single family | [9 empty] | Non-Lead
| 320 BAYLOR DR | Non-lead - Copper | On site inspection only | Non-lead - Copper | No | On site inspection only | Single family | [9 empty] | Non-Lead
| 496 TULIP AVE | Non-lead - Copper | On site inspection only | Non-lead - Copper | No | On site inspection only | Single family | [9 empty] | Non-Lead
| 1111 EAGLE DR | Non-lead - Copper | On site inspection only | Non-lead - Copper | No | On site inspection only | Single family | [9 empty] | Non-Lead
| 1160 FOXGLOVE ST | Non-lead - Copper | On site inspection only | Non-lead - Copper | No | On site inspection only | Single family | [9 empty] | Non-Lead
| 1115 GREENVIEW DR | Non-lead - Copper | On site inspection only | Non-lead - Copper | No | On site inspection only | Single family | [9 empty] | Non-Lead
| 2815 HAZELNUT DR | Non-lead - Copper | On site inspection only | Non-lead - Copper | No | On site inspection only | Single family | [9 empty] | Non-Lead
| 2511 GRAYSTONE DR | Non-lead - Copper | On site inspection only | Non-lead - Copper | No | On site inspection only | Single family | [9 empty] | Non-Lead
| 245 HAWLEY ST | Non-lead - Copper | On site inspection only | Non-lead - Copper | No | On site inspection only | Single family | [9 empty] | Non-Lead
| 579 WHEAT ST | Non-lead - Copper | On site inspection only | Non-lead - Plastic | No | On site inspection only | Single family | [9 empty] | Non-Lead
| 1084 COMSTOCK WAY | Non-lead - Copper | On site inspection only | Non-lead - Copper | No | On site inspection only | Single family | [9 empty] | Non-Lead
| 1402 JUNE CIR | Non-lead - Copper | On site inspection only | Non-lead - Copper | No | On site inspection only | Single family | [9 empty] | Non-Lead
| 2791 BEN BROWN DR | Non-lead - Copper | On site inspection only | Non-lead - Plastic | No | On site inspection only | Single family | [9 empty] | Non-Lead
| 1132 E CLEVELAND ST | Non-lead - Copper | On site inspection only | Non-lead - Copper | No | On site inspection only | Single family | [9 empty] | Non-Lead
| 1371 VANDERBECK LN | Non-lead - Copper | On site inspection only | Non-lead - Copper | No | On site inspection only | Single family | [9 empty] | Non-Lead
| 1119 PRINCETON RD | Non-lead - Copper | On site inspection only | Non-lead - Copper | No | On site inspection only | Single family | [9 empty] | Non-Lead
| 751 S FRONT ST | Non-lead - Copper | On site inspection only | Non-lead - Copper | No | On site inspection only | Single family | [9 empty] | Non-Lead
| 198 W CLACKAMAS CIR | Non-lead - Copper | On site inspection only | Non-lead - Copper | No | On site inspection only | Single family | [9 empty] | Non-Lead
| 1732 SALLAL RD | Non-lead - Copper | On site inspection only | Non-lead - Copper | No | On site inspection only | Single family | [9 empty] | Non-Lead
| 1172 FOXGLOVE ST | Non-lead - Copper | On site inspection only | Non-lead - Copper | No | On site inspection only | Single family | [9 empty] | Non-Lead
| 484 MUIRFIELD LN | Non-lead - Copper | On site inspection only | Non-lead - Copper | No | On site inspection only | Single family | [9 empty] | Non-Lead
| 2481 MERIDIAN DR | Non-lead - Copper | On site inspection only | Non-lead - Copper | No | On site inspection only | Single family | [9 empty] | Non-Lead
| 1127 GOOSE CREEK RD | Non-lead - Copper | On site inspection only | Non-lead - Copper | No | On site inspection only | Single family | [9 empty] | Non-Lead
| 1468 SUNFLOWER ST | Non-lead - Copper | On site inspection only | Non-lead - Plastic | No | On site inspection only | Single family | [9 empty] | Non-Lead
| 845 HAZELNUT DR | Non-lead - Copper | On site inspection only | Non-lead - Copper | No | On site inspection only | Single family | [9 empty] | Non-Lead
| 611 HARRISON ST | Non-lead - Copper | On site inspection only | Non-lead - Copper | No | On site inspection only | Single family | [9 empty] | Non-Lead
| 1179 PRINCETON RD | Non-lead - Copper | On site inspection only | Non-lead - Copper | No | On site inspection only | Single family | [9 empty] | Non-Lead
| 515 SMITH DR | Non-lead - Copper | On site inspection only | Non-lead - Copper | No | On site inspection only | Single family | [9 empty] | Non-Lead
| 422 TURNBERRY AVE | Non-lead - Copper | On site inspection only | Non-lead - Copper | No | On site inspection only | Single family | [9 empty] | Non-Lead
| 2117 COUNTRY CLUB TER | Non-lead - Copper | On site inspection only | Non-lead - Copper | No | On site inspection only | Single family | [9 empty] | Non-Lead
| 612 N CASCADE DR #66 | Galvanized (Iron or Steel) | On site inspection only | Galvanized (Iron or Steel) | No | On site inspection only | Single family | [9 empty] | Non-Lead
| 1444 UMPQUA CT | Non-lead - Copper | On site inspection only | Non-lead - Copper | No | On site inspection only | Single family | [9 empty] | Non-Lead
| 2085 SALLAL RD | Non-lead - Copper | On site inspection only | Non-lead - Copper | No | On site inspection only | Single family | [9 empty] | Non-Lead
| 1098 MARYLYNN WAY | Non-lead - Copper | On site inspection only | Non-lead - Copper | No | On site inspection only | Single family | [9 empty] | Non-Lead
| 387 FIFTH ST | Non-lead - Copper | On site inspection only | Non-lead - Copper | No | On site inspection only | Single family | [9 empty] | Non-Lead
| 1595 SILVERTON RD | Non-lead - Copper | On site inspection only | Non-lead - Copper | No | On site inspection only | Single family | [9 empty] | Non-Lead
| 2770 CITADEL ST | Non-lead - Copper | On site inspection only | Non-lead - Copper | No | On site inspection only | Single family | [9 empty] | Non-Lead
| 648 HARRISON ST | Non-lead - Copper | On site inspection only | Non-lead - Copper | No | On site inspection only | Single family | [9 empty] | Non-Lead
| 1602 QUINN RD | Non-lead - Copper | On site inspection only | Non-lead - Copper | No | On site inspection only | Single family | [9 empty] | Non-Lead
| 2301 OREGON CT | Non-lead - Copper | On site inspection only | Non-lead - Copper | No | On site inspection only | Single family | [9 empty] | Non-Lead
| 835 N PACIFIC HWY | Non-lead - Copper | On site inspection only | Non-lead - Copper | No | On site inspection only | Single family | [9 empty] | Non-Lead
| 1175 EAGLE DR | Non-lead - Copper | On site inspection only | Non-lead - Copper | No | On site inspection only | Single family | [9 empty] | Non-Lead
| 2994 REED AVE | Non-lead - Copper | On site inspection only | Non-lead - Copper | No | On site inspection only | Single family | [9 empty] | Non-Lead
| 579 S CASCADE DR | Non-lead - Copper | On site inspection only | Non-lead - Copper | No | On site inspection only | Single family | [9 empty] | Non-Lead
| 692 TUKWILA DR | Non-lead - Copper | On site inspection only | Non-lead - Copper | No | On site inspection only | Single family | [9 empty] | Non-Lead
| 2690 HAZELNUT DR | Non-lead - Copper | On site inspection only | Non-lead - Copper | No | On site inspection only | Single family | [9 empty] | Non-Lead
| 426 BRADLEY ST | Non-lead - Copper | On site inspection only | Non-lead - Copper | No | On site inspection only | Single family | [9 empty] | Non-Lead
| 316 MCLAUGHLIN DR | Non-lead - Copper | On site inspection only | Non-lead - Copper | No | On site inspection only | Single family | [9 empty] | Non-Lead
| 1911 SMITH DR | Non-lead - Copper | On site inspection only | Non-lead - Plastic | No | On site inspection only | Single family | [9 empty] | Non-Lead
| 2101 W HAYES ST | Non-lead - Copper | On site inspection only | Non-lead - Copper | No | On site inspection only | Single family | [9 empty] | Non-Lead
| 1662 UMPQUA RD | Non-lead - Copper | On site inspection only | Non-lead - Copper | No | On site inspection only | Single family | [9 empty] | Non-Lead
| 1990 CAMELLIA WAY | Non-lead - Copper | On site inspection only | Non-lead - Copper | No | On site inspection only | Single family | [9 empty] | Non-Lead
| 555 BROWN ST | Non-lead - Copper | On site inspection only | Non-lead - Copper | No | On site inspection only | Single family | [9 empty] | Non-Lead
| 1020 HERMANSON ST | Non-lead - Copper | On site inspection only | Non-lead - Copper | No | On site inspection only | Single family | [9 empty] | Non-Lead
| 560 S COLUMBIA DR | Non-lead - Copper | On site inspection only | Non-lead - Copper | No | On site inspection only | Single family | [9 empty] | Non-Lead
| 488 W LINCOLN ST | Non-lead - Copper | On site inspection only | Non-lead - Copper | No | On site inspection only | Single family | [9 empty] | Non-Lead
| 655 FILBERT ST | Non-lead - Copper | On site inspection only | Non-lead - Copper | No | On site inspection only | Single family | [9 empty] | Non-Lead
| 612 N CASCADE DR #51 | Non-lead - Copper | On site inspection only | Non-lead - Copper | No | On site inspection only | Single family | [9 empty] | Non-Lead
| 1546 AZTEC DR | Non-lead - Copper | On site inspection only | Non-lead - Copper | No | On site inspection only | Single family | [9 empty] | Non-Lead
| 1030 ASTOR WAY | Non-lead - Copper | On site inspection only | Non-lead - Copper | No | On site inspection only | Single family | [9 empty] | Non-Lead
| 1575 RAINIER RD | Non-lead - Copper | On site inspection only | Non-lead - Copper | No | On site inspection only | Single family | [9 empty] | Non-Lead
| 401 IRONWOOD TER | Non-lead - Copper | On site inspection only | Non-lead - Copper | No | On site inspection only | Single family | [9 empty] | Non-Lead
| 1322 VANDERBECK LN | Non-lead - Copper | On site inspection only | Non-lead - Copper | No | On site inspection only | Single family | [9 empty] | Non-Lead
| 1736 TOMLIN AVE | Non-lead - Copper | On site inspection only | Non-lead - Copper | No | On site inspection only | Single family | [9 empty] | Non-Lead
| 1652 AUSTIN AVE | Non-lead - Copper | On site inspection only | Non-lead - Plastic | No | On site inspection only | Single family | [9 empty] | Non-Lead
| 2153 COUNTRY CLUB TER | Non-lead - Copper | On site inspection only | Non-lead - Copper | No | On site inspection only | Single family | [9 empty] | Non-Lead
| 65 WORKMAN DR | Non-lead - Copper | On site inspection only | Non-lead - Copper | No | On site inspection only | Single family | [9 empty] | Non-Lead
| 1555 VAN LIEU CT | Non-lead - Copper | On site inspection only | Non-lead - Copper | No | On site inspection only | Single family | [9 empty] | Non-Lead
| 750 KELOWNA ST | Non-lead - Copper | On site inspection only | Non-lead - Copper | No | On site inspection only | Single family | [9 empty] | Non-Lead
| 1363 VANDERBECK LN | Non-lead - Copper | On site inspection only | Non-lead - Copper | No | On site inspection only | Single family | [9 empty] | Non-Lead
| 597 S SETTLEMIER AVE | Non-lead - Copper | On site inspection only | Non-lead - Copper | No | On site inspection only | Single family | [9 empty] | Non-Lead
| 2490 TRACY LN | Non-lead - Copper | On site inspection only | Non-lead - Copper | No | On site inspection only | Single family | [9 empty] | Non-Lead
| 1310 TIERRA LYNN DR | Non-lead - Copper | On site inspection only | Non-lead - Copper | No | On site inspection only | Single family | [9 empty] | Non-Lead
| 2290 COUNTRY CLUB TER | Non-lead - Copper | On site inspection only | Non-lead - Copper | No | On site inspection only | Single family | [9 empty] | Non-Lead
| 2400 W SANTIAM DR | Non-lead - Copper | On site inspection only | Non-lead - Copper | No | On site inspection only | Single family | [9 empty] | Non-Lead
| 3205 STEVEN ST | Non-lead - Copper | On site inspection only | Non-lead - Copper | No | On site inspection only | Single family | [9 empty] | Non-Lead
| 685 S COLUMBIA DR | Non-lead - Copper | On site inspection only | Non-lead - Copper | No | On site inspection only | Single family | [9 empty] | Non-Lead
| 467 IRONWOOD TER | Non-lead - Copper | On site inspection only | Non-lead - Copper | No | On site inspection only | Single family | [9 empty] | Non-Lead
| 866 PANA ST | Non-lead - Copper | On site inspection only | Non-lead - Copper | No | On site inspection only | Single family | [9 empty] | Non-Lead
| 610 STARK ST | Non-lead - Copper | On site inspection only | Non-lead - Copper | No | On site inspection only | Single family | [9 empty] | Non-Lead
| 2965 LINFIELD AVE | Non-lead - Copper | On site inspection only | Non-lead - Copper | No | On site inspection only | Single family | [9 empty] | Non-Lead
| 1595 SALLAL RD | Non-lead - Copper | On site inspection only | Non-lead - Copper | No | On site inspection only | Single family | [9 empty] | Non-Lead
| 1841 KILLIAN SPRING DR | Non-lead - Copper | On site inspection only | Non-lead - Plastic | No | On site inspection only | Single family | [9 empty] | Non-Lead
| 603 E CLACKAMAS CIR | Non-lead - Copper | On site inspection only | Non-lead - Copper | No | On site inspection only | Single family | [9 empty] | Non-Lead
| 1966 SMITH DR | Non-lead - Copper | On site inspection only | Non-lead - Plastic | No | On site inspection only | Single family | [9 empty] | Non-Lead
| 2824 FAIRWAY ST | Non-lead - Copper | On site inspection only | Non-lead - Copper | No | On site inspection only | Single family | [9 empty] | Non-Lead
| 649 WILSON ST | Non-lead - Copper | On site inspection only | Non-lead - Copper | No | On site inspection only | Single family | [9 empty] | Non-Lead
| 1190 E LINCOLN ST | Non-lead - Copper | On site inspection only | Non-lead - Copper | No | On site inspection only | Single family | [9 empty] | Non-Lead
| 2669 OXFORD ST | Non-lead - Copper | On site inspection only | Non-lead - Copper | No | On site inspection only | Single family | [9 empty] | Non-Lead
| 1240 KOTKA ST | Non-lead - Copper | On site inspection only | Non-lead - Copper | No | On site inspection only | Single family | [9 empty] | Non-Lead
| 1765 TIERRA LYNN DR | Non-lead - Copper | On site inspection only | Galvanized (Iron or Steel) | No | On site inspection only | Single family | [9 empty] | Non-Lead
| 404 E CLEVELAND ST | Non-lead - Copper | On site inspection only | Non-lead - Copper | No | On site inspection only | Single family | [9 empty] | Non-Lead
| 1779 VANDERBECK LN | Non-lead - Copper | On site inspection only | Non-lead - Copper | No | On site inspection only | Single family | [9 empty] | Non-Lead
| 1055 TIERRA CT | Non-lead - Copper | On site inspection only | Non-lead - Copper | No | On site inspection only | Single family | [9 empty] | Non-Lead
| 449 MARSHALL ST | Non-lead - Copper | On site inspection only | Non-lead - Copper | No | On site inspection only | Single family | [9 empty] | Non-Lead
| 892 HARVEST WAY | Non-lead - Copper | On site inspection only | Non-lead - Copper | No | On site inspection only | Single family | [9 empty] | Non-Lead
| 1044 HERMANSON ST | Non-lead - Copper | On site inspection only | Non-lead - Copper | No | On site inspection only | Single family | [9 empty] | Non-Lead
| 908 NUGGET CT | Non-lead - Copper | On site inspection only | Non-lead - Copper | No | On site inspection only | Single family | [9 empty] | Non-Lead
| 1438 SALLAL RD | Non-lead - Copper | On site inspection only | Non-lead - Copper | No | On site inspection only | Single family | [9 empty] | Non-Lead
| 1790 THOMPSON RD | Non-lead - Copper | On site inspection only | Non-lead - Copper | No | On site inspection only | Single family | [9 empty] | Non-Lead
| 733 FAIRWOOD CRES | Non-lead - Copper | On site inspection only | Non-lead - Copper | No | On site inspection only | Single family | [9 empty] | Non-Lead
| 264 HARRISON ST | Non-lead - Copper | On site inspection only | Non-lead - Plastic | No | Records only | Single family | [9 empty] | Non-Lead
| 529 WARREN WAY | Non-lead - Copper | On site inspection only | Non-lead - Copper | No | On site inspection only | Single family | [9 empty] | Non-Lead
| 247 BRADLEY ST | Non-lead - Copper | On site inspection only | Non-lead - Copper | No | On site inspection only | Single family | [9 empty] | Non-Lead
| 1287 BERNARD DR | Non-lead - Copper | On site inspection only | Non-lead - Copper | No | On site inspection only | Single family | [9 empty] | Non-Lead
| 1369 MULBERRY DR | Non-lead - Copper | On site inspection only | Non-lead - Copper | No | On site inspection only | Single family | [9 empty] | Non-Lead
| 496 WHEAT ST | Non-lead - Copper | On site inspection only | Non-lead - Plastic | No | On site inspection only | Single family | [9 empty] | Non-Lead
| 1465 INDEPENDENCE AVE | Non-lead - Copper | On site inspection only | Non-lead - Copper | No | On site inspection only | Single family | [9 empty] | Non-Lead
| 3206 JONAH PL | Non-lead - Copper | On site inspection only | Non-lead - Copper | No | On site inspection only | Single family | [9 empty] | Non-Lead
| 778 OREGON WAY | Non-lead - Copper | On site inspection only | Non-lead - Copper | No | On site inspection only | Single family | [9 empty] | Non-Lead
| 3341 LINFIELD AVE | Non-lead - Copper | On site inspection only | Non-lead - Copper | No | On site inspection only | Single family | [9 empty] | Non-Lead
| 2031 LILAC WAY | Non-lead - Copper | On site inspection only | Non-lead - Copper | No | On site inspection only | Single family | [9 empty] | Non-Lead
| 1380 ASTOR WAY | Non-lead - Copper | On site inspection only | Non-lead - Copper | No | On site inspection only | Single family | [9 empty] | Non-Lead
| 1236 ARLINGTON AVE | Non-lead - Copper | On site inspection only | Non-lead - Copper | No | On site inspection only | Single family | [9 empty] | Non-Lead
| 1225 DAYLILY ST | Non-lead - Copper | On site inspection only | Non-lead - Plastic | No | On site inspection only | Single family | [9 empty] | Non-Lead
| 1028 WILLIAMS AVE | Non-lead - Copper | On site inspection only | Non-lead - Copper | No | On site inspection only | Single family | [9 empty] | Non-Lead
| 1121 THIRD ST | Non-lead - Copper | On site inspection only | Non-lead - Copper | No | On site inspection only | Single family | [9 empty] | Non-Lead
| 1066 PANA ST | Non-lead - Copper | On site inspection only | Non-lead - Copper | No | On site inspection only | Single family | [9 empty] | Non-Lead
| 1163 THIRD ST | Non-lead - Copper | On site inspection only | Non-lead - Copper | No | On site inspection only | Single family | [9 empty] | Non-Lead
| 1191 PRINCETON RD | Non-lead - Copper | On site inspection only | Non-lead - Copper | No | On site inspection only | Single family | [9 empty] | Non-Lead
| 460 BARLEY ST | Non-lead - Copper | On site inspection only | Non-lead - Plastic | No | On site inspection only | Single family | [9 empty] | Non-Lead
| 401 HARVARD DR | Non-lead - Copper | On site inspection only | Non-lead - Copper | No | On site inspection only | Single family | [9 empty] | Non-Lead
| 1272 QUINN RD | Non-lead - Copper | On site inspection only | Non-lead - Copper | No | On site inspection only | Single family | [9 empty] | Non-Lead
| 1161 QUEEN CITY BLVD | Non-lead - Copper | On site inspection only | Non-lead - Copper | No | On site inspection only | Single family | [9 empty] | Non-Lead
| 174 E HAYES ST | Non-lead - Copper | On site inspection only | Non-lead - Copper | No | On site inspection only | Single family | [9 empty] | Non-Lead
| 570 E CLACKAMAS CIR | Non-lead - Copper | On site inspection only | Non-lead - Copper | No | On site inspection only | Single family | [9 empty] | Non-Lead
| 1391 AUDREY WAY | Non-lead - Copper | On site inspection only | Non-lead - Copper | No | On site inspection only | Single family | [9 empty] | Non-Lead
| 547 OATS ST | Non-lead - Copper | On site inspection only | Non-lead - Plastic | No | On site inspection only | Single family | [9 empty] | Non-Lead
| 779 FAIRWOOD CRES | Non-lead - Copper | On site inspection only | Non-lead - Copper | No | On site inspection only | Single family | [9 empty] | Non-Lead
| 612 N CASCADE DR #78 | Non-lead - Copper | On site inspection only | Non-lead - Copper | No | On site inspection only | Single family | [9 empty] | Non-Lead
| 3361 STEVEN ST | Non-lead - Copper | On site inspection only | Non-lead - Copper | No | On site inspection only | Single family | [9 empty] | Non-Lead
| 2832 REVERE ST | Non-lead - Copper | On site inspection only | Non-lead - Copper | No | On site inspection only | Single family | [9 empty] | Non-Lead
| 910 DEER RUN | Non-lead - Copper | On site inspection only | Non-lead - Copper | No | On site inspection only | Single family | [9 empty] | Non-Lead
| 3403 STEVEN ST | Non-lead - Copper | On site inspection only | Non-lead - Copper | No | On site inspection only | Single family | [9 empty] | Non-Lead
| 1370 W LINCOLN ST | Non-lead - Copper | On site inspection only | Non-lead - Copper | No | On site inspection only | Single family | [9 empty] | Non-Lead
| 1199 GREENVIEW DR | Non-lead - Copper | On site inspection only | Non-lead - Copper | No | On site inspection only | Single family | [9 empty] | Non-Lead
| 365 ANDREA CT | Non-lead - Copper | On site inspection only | Non-lead - Copper | No | On site inspection only | Single family | [9 empty] | Non-Lead
| 411 SYCAMORE AVE | Non-lead - Copper | On site inspection only | Non-lead - Copper | No | On site inspection only | Single family | [9 empty] | Non-Lead
| 1567 WALTON WAY | Non-lead - Copper | On site inspection only | Non-lead - Copper | No | On site inspection only | Single family | [9 empty] | Non-Lead
| 1152 DAHLIA ST | Non-lead - Copper | On site inspection only | Non-lead - Plastic | No | On site inspection only | Single family | [9 empty] | Non-Lead
| 550 S SETTLEMIER AVE | Non-lead - Copper | On site inspection only | Non-lead - Copper | No | On site inspection only | Single family | [9 empty] | Non-Lead
| 626 JULIE CT | Non-lead - Copper | On site inspection only | Non-lead - Copper | No | On site inspection only | Single family | [9 empty] | Non-Lead
| 225 S CASCADE DR | Non-lead - Copper | On site inspection only | Non-lead - Copper | No | On site inspection only | Single family | [9 empty] | Non-Lead
| 1615 ALEXANDRA AVE | Non-lead - Copper | On site inspection only | Non-lead - Copper | No | On site inspection only | Single family | [9 empty] | Non-Lead
| 1204 DEL SOL CT | Non-lead - Copper | On site inspection only | Non-lead - Copper | No | On site inspection only | Single family | [9 empty] | Non-Lead
| 1541 W LINCOLN ST | Non-lead - Copper | On site inspection only | Non-lead - Copper | No | On site inspection only | Single family | [9 empty] | Non-Lead
| 935 TUKWILA DR | Non-lead - Copper | On site inspection only | Non-lead - Copper | No | On site inspection only | Single family | [9 empty] | Non-Lead
| 1909 COUNTRY CLUB RD | Non-lead - Copper | On site inspection only | Non-lead - Copper | No | On site inspection only | Single family | [9 empty] | Non-Lead
| 2293 COUNTRY CLUB TER | Non-lead - Copper | On site inspection only | Non-lead - Copper | No | On site inspection only | Single family | [9 empty] | Non-Lead
| 1389 UMPQUA RD | Non-lead - Copper | On site inspection only | Non-lead - Copper | No | On site inspection only | Single family | [9 empty] | Non-Lead
| 1140 ORCHARD LN | Non-lead - Copper | On site inspection only | Non-lead - Copper | No | On site inspection only | Single family | [9 empty] | Non-Lead
| 190 BRIDLEWOOD LN | Non-lead - Copper | On site inspection only | Non-lead - Copper | No | On site inspection only | Single family | [9 empty] | Non-Lead
| 210 BRIDLEWOOD LN | Non-lead - Copper | On site inspection only | Non-lead - Copper | No | On site inspection only | Single family | [9 empty] | Non-Lead
| 240 BRIDLEWOOD LN | Non-lead - Copper | On site inspection only | Non-lead - Copper | No | On site inspection only | Single family | [9 empty] | Non-Lead
| 3117 MYRTLE ST | Non-lead - Copper | On site inspection only | Non-lead - Copper | No | On site inspection only | Single family | [9 empty] | Non-Lead
| 485 E LINCOLN ST | Non-lead - Copper | On site inspection only | Non-lead - Copper | No | On site inspection only | Single family | [9 empty] | Non-Lead
| 2345 MILLER CT | Non-lead - Copper | On site inspection only | Non-lead - Copper | No | On site inspection only | Single family | [9 empty] | Non-Lead
| 1050 DEER RUN | Non-lead - Copper | On site inspection only | Non-lead - Copper | No | On site inspection only | Single family | [9 empty] | Non-Lead
| 625 JOYCE ST | Non-lead - Copper | On site inspection only | Non-lead - Copper | No | On site inspection only | Single family | [9 empty] | Non-Lead
| 437 MUIRFIELD LN | Non-lead - Copper | On site inspection only | Non-lead - Copper | No | On site inspection only | Single family | [9 empty] | Non-Lead
| 1318 E LINCOLN ST | Non-lead - Copper | On site inspection only | Non-lead - Copper | No | On site inspection only | Single family | [9 empty] | Non-Lead
| 865 HARDCASTLE AVE | Non-lead - Copper | On site inspection only | Non-lead - Copper | No | On site inspection only | Single family | [9 empty] | Non-Lead
| 541 COZY WAY | Non-lead - Copper | On site inspection only | Non-lead - Plastic | No | On site inspection only | Single family | [9 empty] | Non-Lead
| 630 STARK ST | Non-lead - Copper | On site inspection only | Non-lead - Copper | No | On site inspection only | Single family | [9 empty] | Non-Lead
| 3446 HAWTHORN CIR | Non-lead - Copper | On site inspection only | Non-lead - Copper | No | On site inspection only | Single family | [9 empty] | Non-Lead
| 744 E LINCOLN ST | Non-lead - Copper | On site inspection only | Non-lead - Copper | No | On site inspection only | Single family | [9 empty] | Non-Lead
| 1712 TOMLIN AVE | Non-lead - Copper | On site inspection only | Non-lead - Copper | No | On site inspection only | Single family | [9 empty] | Non-Lead
| 856 N SECOND ST | Non-lead - Copper | On site inspection only | Non-lead - Copper | No | On site inspection only | Single family | [9 empty] | Non-Lead
| 1086 MARYLYNN WAY | Non-lead - Copper | On site inspection only | Non-lead - Copper | No | On site inspection only | Single family | [9 empty] | Non-Lead
| 1834 HARDCASTLE AVE | Non-lead - Copper | On site inspection only | Non-lead - Plastic | No | On site inspection only | Single family | [9 empty] | Non-Lead
| 3406 SWEETWATER AVE | Non-lead - Copper | On site inspection only | Non-lead - Copper | No | On site inspection only | Single family | [9 empty] | Non-Lead
| 539 ELM ST | Non-lead - Copper | On site inspection only | Non-lead - Copper | No | On site inspection only | Single family | [9 empty] | Non-Lead
| 2294 KILLIAN SPRING DR | Non-lead - Copper | On site inspection only | Non-lead - Plastic | No | On site inspection only | Single family | [9 empty] | Non-Lead
| 1794 MERIDIAN DR | Non-lead - Copper | On site inspection only | Non-lead - Copper | No | On site inspection only | Single family | [9 empty] | Non-Lead
| 174 PALM AVE | Non-lead - Copper | On site inspection only | Non-lead - Copper | No | On site inspection only | Single family | [9 empty] | Non-Lead
| 2292 SMITH DR | Non-lead - Copper | On site inspection only | Non-lead - Plastic | No | On site inspection only | Single family | [9 empty] | Non-Lead
| 1480 INDEPENDENCE AVE | Non-lead - Copper | On site inspection only | Non-lead - Copper | No | On site inspection only | Single family | [9 empty] | Non-Lead
| 3135 CAMAS ST | Non-lead - Copper | On site inspection only | Non-lead - Copper | No | On site inspection only | Single family | [9 empty] | Non-Lead
| 1780 VANDERBECK LN | Non-lead - Copper | On site inspection only | Non-lead - Copper | No | On site inspection only | Single family | [9 empty] | Non-Lead
| 837 KELOWNA ST | Non-lead - Copper | On site inspection only | Non-lead - Copper | No | On site inspection only | Single family | [9 empty] | Non-Lead
| 405 HAWLEY ST | Non-lead - Copper | On site inspection only | Non-lead - Copper | No | On site inspection only | Single family | [9 empty] | Non-Lead
| 402 MCLAUGHLIN DR | Non-lead - Copper | On site inspection only | Non-lead - Copper | No | On site inspection only | Single family | [9 empty] | Non-Lead
| 2215 LIVESAY LN | Non-lead - Copper | On site inspection only | Non-lead - Plastic | No | On site inspection only | Single family | [9 empty] | Non-Lead
| 2276 HALTER DR | Non-lead - Copper | On site inspection only | Non-lead - Plastic | No | On site inspection only | Single family | [9 empty] | Non-Lead
| 1910 SMITH DR | Non-lead - Copper | On site inspection only | Non-lead - Plastic | No | On site inspection only | Single family | [9 empty] | Non-Lead
| 859 MCKINLEY ST | Non-lead - Copper | On site inspection only | Non-lead - Copper | No | On site inspection only | Single family | [9 empty] | Non-Lead
| 855 MCKINLEY ST | Non-lead - Copper | On site inspection only | Non-lead - Copper | No | On site inspection only | Single family | [9 empty] | Non-Lead
| 2523 N BOONES FERRY RD | Non-lead - Copper | On site inspection only | Non-lead - Copper | No | On site inspection only | Single family | [9 empty] | Non-Lead
| 612 N CASCADE DR #69 | Non-lead - Copper | On site inspection only | Galvanized (Iron or Steel) | No | On site inspection only | Single family | [9 empty] | Non-Lead
| 730 BLAINE ST | Non-lead - Copper | On site inspection only | Non-lead - Copper | No | On site inspection only | Single family | [9 empty] | Non-Lead
| 1649 SALLAL RD | Non-lead - Copper | On site inspection only | Non-lead - Copper | No | On site inspection only | Single family | [9 empty] | Non-Lead
| 588 WHEAT ST | Non-lead - Copper | On site inspection only | Non-lead - Plastic | No | On site inspection only | Single family | [9 empty] | Non-Lead
| 330 OLIVE AVE | Non-lead - Copper | On site inspection only | Non-lead - Copper | No | On site inspection only | Single family | [9 empty] | Non-Lead
| 1040 N FIRST ST | Non-lead - Copper | On site inspection only | Non-lead - Copper | No | On site inspection only | Single family | [9 empty] | Non-Lead
| 2723 REVERE ST | Non-lead - Copper | On site inspection only | Non-lead - Copper | No | On site inspection only | Single family | [9 empty] | Non-Lead
| 601 THOMAS WAY | Non-lead - Copper | On site inspection only | Non-lead - Plastic | No | On site inspection only | Single family | [9 empty] | Non-Lead
| 833 OSTROM DR | Non-lead - Copper | On site inspection only | Non-lead - Plastic | No | On site inspection only | Single family | [9 empty] | Non-Lead
| 476 SYCAMORE AVE | Non-lead - Copper | On site inspection only | Non-lead - Copper | No | On site inspection only | Single family | [9 empty] | Non-Lead
| 635 WALKER CT | Non-lead - Copper | On site inspection only | Non-lead - Copper | No | On site inspection only | Single family | [9 empty] | Non-Lead
| 1151 BUNKER AVE | Non-lead - Copper | On site inspection only | Non-lead - Copper | No | On site inspection only | Single family | [9 empty] | Non-Lead
| 1414 ARLINGTON AVE | Non-lead - Copper | On site inspection only | Non-lead - Copper | No | On site inspection only | Single family | [9 empty] | Non-Lead
| 891 WILLOW AVE | Non-lead - Copper | On site inspection only | Non-lead - Copper | No | On site inspection only | Single family | [9 empty] | Non-Lead
| 1802 CENTENNIAL DR | Non-lead - Copper | On site inspection only | Non-lead - Plastic | No | On site inspection only | Single family | [9 empty] | Non-Lead
| 1751 BEN BROWN LN | Non-lead - Copper | On site inspection only | Non-lead - Plastic | No | On site inspection only | Single family | [9 empty] | Non-Lead
| 1497 DAHLIA ST | Non-lead - Copper | On site inspection only | Non-lead - Plastic | No | On site inspection only | Single family | [9 empty] | Non-Lead
| 595 FILBERT ST | Non-lead - Copper | On site inspection only | Non-lead - Copper | No | On site inspection only | Single family | [9 empty] | Non-Lead
| 993 DELLMOOR WAY | Non-lead - Copper | On site inspection only | Non-lead - Copper | No | On site inspection only | Single family | [9 empty] | Non-Lead
| 181 S CASCADE DR | Non-lead - Copper | On site inspection only | Non-lead - Copper | No | On site inspection only | Single family | [9 empty] | Non-Lead
| 965 KELOWNA CT | Non-lead - Copper | On site inspection only | Non-lead - Copper | No | On site inspection only | Single family | [9 empty] | Non-Lead
| 1830 SALLAL RD | Non-lead - Copper | On site inspection only | Non-lead - Copper | No | On site inspection only | Single family | [9 empty] | Non-Lead
| 122 E CLACKAMAS CIR | Non-lead - Copper | On site inspection only | Non-lead - Copper | No | On site inspection only | Single family | [9 empty] | Non-Lead
| 863 MEADOWVALE LN | Non-lead - Copper | On site inspection only | Non-lead - Copper | No | On site inspection only | Single family | [9 empty] | Non-Lead
| 1674 UMPQUA RD | Non-lead - Copper | On site inspection only | Non-lead - Copper | No | On site inspection only | Single family | [9 empty] | Non-Lead
| 1302 DAHLIA ST | Non-lead - Copper | On site inspection only | Non-lead - Plastic | No | On site inspection only | Single family | [9 empty] | Non-Lead
| 2283 LIVESAY LN | Non-lead - Copper | On site inspection only | Non-lead - Copper | No | On site inspection only | Single family | [9 empty] | Non-Lead
| 875 BEN BROWN LN | Non-lead - Copper | On site inspection only | Non-lead - Plastic | No | On site inspection only | Single family | [9 empty] | Non-Lead
| 2688 VASSER ST | Non-lead - Copper | On site inspection only | Non-lead - Copper | No | On site inspection only | Single family | [9 empty] | Non-Lead
| 1361 JUDY ST | Non-lead - Copper | On site inspection only | Non-lead - Copper | No | On site inspection only | Single family | [9 empty] | Non-Lead
| 1475 DAHLIA ST | Non-lead - Copper | On site inspection only | Non-lead - Plastic | No | On site inspection only | Single family | [9 empty] | Non-Lead
| 765 HARRISON ST | Non-lead - Copper | On site inspection only | Galvanized (Iron or Steel) | No | On site inspection only | Single family | [9 empty] | Non-Lead
| 1027 DEER RUN | Non-lead - Copper | On site inspection only | Non-lead - Copper | No | On site inspection only | Single family | [9 empty] | Non-Lead
| 1445 UMPQUA RD | Non-lead - Copper | On site inspection only | Non-lead - Copper | No | On site inspection only | Single family | [9 empty] | Non-Lead
| 1656 GRANITE ST | Non-lead - Copper | On site inspection only | Non-lead - Plastic | No | On site inspection only | Single family | [9 empty] | Non-Lead
| 3564 MYRTLE ST | Non-lead - Copper | On site inspection only | Non-lead - Copper | No | On site inspection only | Single family | [9 empty] | Non-Lead
| 1257 JOHNSON ST | Non-lead - Copper | On site inspection only | Non-lead - Copper | No | On site inspection only | Single family | [9 empty] | Non-Lead
| 1447 JUNE WAY | Non-lead - Copper | On site inspection only | Non-lead - Copper | No | On site inspection only | Single family | [9 empty] | Non-Lead
| 2568 BOSTON ST | Non-lead - Copper | On site inspection only | Non-lead - Copper | No | On site inspection only | Single family | [9 empty] | Non-Lead
| 353 MCLAUGHLIN DR | Non-lead - Copper | On site inspection only | Non-lead - Copper | No | On site inspection only | Single family | [9 empty] | Non-Lead
| 1100 FIFTH ST | Non-lead - Copper | On site inspection only | Non-lead - Copper | No | On site inspection only | Single family | [9 empty] | Non-Lead
| 412 INGLEWOOD LN | Non-lead - Copper | On site inspection only | Non-lead - Copper | No | On site inspection only | Single family | [9 empty] | Non-Lead
| 863 FIFTH ST | Non-lead - Copper | On site inspection only | Non-lead - Copper | No | On site inspection only | Single family | [9 empty] | Non-Lead
| 904 BROUGHTON WAY | Non-lead - Copper | On site inspection only | Non-lead - Copper | No | On site inspection only | Single family | [9 empty] | Non-Lead
| 1242 MAYANNA DR | Non-lead - Copper | On site inspection only | Non-lead - Copper | No | On site inspection only | Single family | [9 empty] | Non-Lead
| 797 HARDCASTLE AVE | Non-lead - Copper | On site inspection only | Non-lead - Copper | No | On site inspection only | Single family | [9 empty] | Non-Lead
| 1157 KENNEDY ST | Non-lead - Copper | On site inspection only | Non-lead - Copper | No | On site inspection only | Single family | [9 empty] | Non-Lead
| 1350 DOGWOOD DR | Non-lead - Copper | On site inspection only | Non-lead - Copper | No | On site inspection only | Single family | [9 empty] | Non-Lead
| 211 PARR RD | Non-lead - Copper | On site inspection only | Non-lead - Copper | No | On site inspection only | Single family | [9 empty] | Non-Lead
| 1161 DAHLIA ST | Non-lead - Copper | On site inspection only | Non-lead - Plastic | No | On site inspection only | Single family | [9 empty] | Non-Lead
| 1405 GEORGE ST | Non-lead - Copper | On site inspection only | Non-lead - Copper | No | On site inspection only | Single family | [9 empty] | Non-Lead
| 1091 COUNTRY LN | Non-lead - Copper | On site inspection only | Non-lead - Copper | No | On site inspection only | Single family | [9 empty] | Non-Lead
| 515 N SETTLEMIER AVE | Non-lead - Copper | On site inspection only | Non-lead - Copper | No | On site inspection only | Single family | [9 empty] | Non-Lead
| 1431 SALLAL RD | Non-lead - Copper | On site inspection only | Non-lead - Copper | No | On site inspection only | Single family | [9 empty] | Non-Lead
| 1444 E CLEVELAND ST | Non-lead - Copper | On site inspection only | Non-lead - Copper | No | On site inspection only | Single family | [9 empty] | Non-Lead
| 730 MAPLEWOOD CT | Non-lead - Copper | On site inspection only | Non-lead - Copper | No | On site inspection only | Single family | [9 empty] | Non-Lead
| 352 BAYLOR DR | Non-lead - Copper | On site inspection only | Non-lead - Copper | No | On site inspection only | Single family | [9 empty] | Non-Lead
| 259 WILLOW AVE | Non-lead - Copper | On site inspection only | Non-lead - Copper | No | On site inspection only | Single family | [9 empty] | Non-Lead
| 1570 NEWPORT WAY | Non-lead - Copper | On site inspection only | Non-lead - Copper | No | On site inspection only | Single family | [9 empty] | Non-Lead
| 2201 BEN BROWN DR | Non-lead - Copper | On site inspection only | Non-lead - Plastic | No | On site inspection only | Single family | [9 empty] | Non-Lead
| 3263 REED AVE | Non-lead - Copper | On site inspection only | Non-lead - Copper | No | On site inspection only | Single family | [9 empty] | Non-Lead
| 1531 GRANITE ST | Non-lead - Copper | On site inspection only | Non-lead - Plastic | No | On site inspection only | Single family | [9 empty] | Non-Lead
| 809 N SECOND ST | Non-lead - Copper | On site inspection only | Non-lead - Copper | No | On site inspection only | Single family | [9 empty] | Non-Lead
| 1257 CONSTITUTION AVE | Non-lead - Copper | On site inspection only | Non-lead - Copper | No | On site inspection only | Single family | [9 empty] | Non-Lead
| 845 FIFTH ST | Non-lead - Copper | On site inspection only | Non-lead - Copper | No | On site inspection only | Single family | [9 empty] | Non-Lead
| 416 IRONWOOD TER | Non-lead - Copper | On site inspection only | Non-lead - Copper | No | On site inspection only | Single family | [9 empty] | Non-Lead
| 456 MCLAUGHLIN DR | Non-lead - Copper | On site inspection only | Non-lead - Copper | No | On site inspection only | Single family | [9 empty] | Non-Lead
| 1336 DOGWOOD DR | Non-lead - Copper | On site inspection only | Non-lead - Copper | No | On site inspection only | Single family | [9 empty] | Non-Lead
| 205 E LINCOLN ST | Non-lead - Copper | On site inspection only | Non-lead - Copper | No | On site inspection only | Single family | [9 empty] | Non-Lead
| 195 E LINCOLN ST | Non-lead - Copper | On site inspection only | Non-lead - Copper | No | On site inspection only | Single family | [9 empty] | Non-Lead
| 662 CUPIDS CT | Non-lead - Copper | On site inspection only | Non-lead - Copper | No | On site inspection only | Single family | [9 empty] | Non-Lead
| 198 E LINCOLN ST | Non-lead - Copper | On site inspection only | Non-lead - Copper | No | On site inspection only | Single family | [9 empty] | Non-Lead
| 3329 LINDA ST | Non-lead - Copper | On site inspection only | Non-lead - Copper | No | On site inspection only | Single family | [9 empty] | Non-Lead
| 660 HIGH ST | Non-lead - Copper | On site inspection only | Non-lead - Copper | No | On site inspection only | Single family | [9 empty] | Non-Lead
| 1215 DEL SOL CT | Non-lead - Copper | On site inspection only | Non-lead - Copper | No | On site inspection only | Single family | [9 empty] | Non-Lead
| 845 MCKINLEY ST | Non-lead - Copper | On site inspection only | Non-lead - Copper | No | On site inspection only | Single family | [9 empty] | Non-Lead
| 1635 ALEXANDRA AVE | Non-lead - Copper | On site inspection only | Non-lead - Copper | No | On site inspection only | Single family | [9 empty] | Non-Lead
| 881 CHURCH ST | Non-lead - Copper | On site inspection only | Non-lead - Copper | No | On site inspection only | Single family | [9 empty] | Non-Lead
| 591 W LINCOLN ST | Non-lead - Copper | On site inspection only | Non-lead - Copper | No | On site inspection only | Single family | [9 empty] | Non-Lead
| 1550 ALEXANDRA AVE | Non-lead - Copper | On site inspection only | Non-lead - Copper | No | On site inspection only | Single family | [9 empty] | Non-Lead
| 550 JOYCE ST | Non-lead - Copper | On site inspection only | Non-lead - Copper | No | On site inspection only | Single family | [9 empty] | Non-Lead
| 1112 HERMANSON ST | Non-lead - Copper | On site inspection only | Non-lead - Copper | No | On site inspection only | Single family | [9 empty] | Non-Lead
| 1036 E LINCOLN ST | Non-lead - Copper | On site inspection only | Non-lead - Copper | No | On site inspection only | Single family | [9 empty] | Non-Lead
| 1100 E LINCOLN ST | Non-lead - Copper | On site inspection only | Non-lead - Copper | No | On site inspection only | Single family | [9 empty] | Non-Lead
| 405 LANDAU DR | Non-lead - Copper | On site inspection only | Non-lead - Copper | No | On site inspection only | Single family | [9 empty] | Non-Lead
| 1575 COUNTRY CLUB CIR | Non-lead - Copper | On site inspection only | Non-lead - Copper | No | On site inspection only | Single family | [9 empty] | Non-Lead
| 465 BROWN ST | Non-lead - Copper | On site inspection only | Non-lead - Copper | No | On site inspection only | Single family | [9 empty] | Non-Lead
| 390 WORKMAN DR | Non-lead - Copper | On site inspection only | Non-lead - Copper | No | On site inspection only | Single family | [9 empty] | Non-Lead
| 415 BROWN ST | Non-lead - Copper | On site inspection only | Non-lead - Copper | No | On site inspection only | Single family | [9 empty] | Non-Lead
| 685 JOYCE ST | Non-lead - Copper | On site inspection only | Non-lead - Copper | No | On site inspection only | Single family | [9 empty] | Non-Lead
| 916 N SECOND ST | Non-lead - Copper | On site inspection only | Non-lead - Copper | No | On site inspection only | Single family | [9 empty] | Non-Lead
| 770 LEASURE ST | Non-lead - Copper | On site inspection only | Non-lead - Copper | No | On site inspection only | Single family | [9 empty] | Non-Lead
| 1465 THOMPSON RD | Non-lead - Copper | On site inspection only | Non-lead - Copper | No | On site inspection only | Single family | [9 empty] | Non-Lead
| 1428 WALTON WAY | Non-lead - Copper | On site inspection only | Non-lead - Copper | No | On site inspection only | Single family | [9 empty] | Non-Lead
| 714 CORBY ST | Non-lead - Copper | On site inspection only | Non-lead - Copper | No | On site inspection only | Single family | [9 empty] | Non-Lead
| 2630 CITADEL ST | Non-lead - Copper | On site inspection only | Non-lead - Copper | No | On site inspection only | Single family | [9 empty] | Non-Lead
| 355 CEDAR AVE | Non-lead - Copper | On site inspection only | Non-lead - Copper | No | On site inspection only | Single family | [9 empty] | Non-Lead
| 1035 E LINCOLN ST | Non-lead - Copper | On site inspection only | Non-lead - Copper | No | On site inspection only | Single family | [9 empty] | Non-Lead
| 890 HARRISON ST | Non-lead - Copper | On site inspection only | Non-lead - Copper | No | On site inspection only | Single family | [9 empty] | Non-Lead
| 3352 MYRTLE ST | Non-lead - Copper | On site inspection only | Non-lead - Copper | No | On site inspection only | Single family | [9 empty] | Non-Lead
| 1272 MAYANNA DR | Non-lead - Copper | On site inspection only | Non-lead - Copper | No | On site inspection only | Single family | [9 empty] | Non-Lead
| 1100 GREENVIEW DR | Non-lead - Copper | On site inspection only | Non-lead - Copper | No | On site inspection only | Single family | [9 empty] | Non-Lead
| 1550 IRIS ST | Non-lead - Copper | On site inspection only | Non-lead - Plastic | No | On site inspection only | Single family | [9 empty] | Non-Lead
| 1227 AUTUMN BLVD | Non-lead - Copper | On site inspection only | Non-lead - Plastic | No | On site inspection only | Single family | [9 empty] | Non-Lead
| 870 N FIRST ST | Non-lead - Copper | On site inspection only | Non-lead - Copper | No | On site inspection only | Single family | [9 empty] | Non-Lead
| 678 HALL ST | Non-lead - Copper | On site inspection only | Non-lead - Copper | No | On site inspection only | Single family | [9 empty] | Non-Lead
| 901 LUBA ST | Non-lead - Copper | On site inspection only | Non-lead - Copper | No | On site inspection only | Single family | [9 empty] | Non-Lead
| 1836 HARDCASTLE AVE | Non-lead - Copper | On site inspection only | Non-lead - Copper | No | On site inspection only | Single family | [9 empty] | Non-Lead
| 1886 UMPQUA RD | Non-lead - Copper | On site inspection only | Non-lead - Copper | No | On site inspection only | Single family | [9 empty] | Non-Lead
| 1488 COOLEY CT | Non-lead - Copper | On site inspection only | Non-lead - Copper | No | On site inspection only | Single family | [9 empty] | Non-Lead
| 396 BAYLOR DR | Non-lead - Copper | On site inspection only | Non-lead - Copper | No | On site inspection only | Single family | [9 empty] | Non-Lead
| 710 YOUNG ST | Non-lead - Copper | On site inspection only | Non-lead - Copper | No | On site inspection only | Single family | [9 empty] | Non-Lead
| 929 LUBA ST | Non-lead - Copper | On site inspection only | Non-lead - Copper | No | On site inspection only | Single family | [9 empty] | Non-Lead
| 1380 TIERRA LYNN DR | Non-lead - Copper | On site inspection only | Non-lead - Copper | No | On site inspection only | Single family | [9 empty] | Non-Lead
| 1148 PARK CIR | Non-lead - Copper | On site inspection only | Non-lead - Copper | No | On site inspection only | Single family | [9 empty] | Non-Lead
| 481 SYCAMORE AVE | Non-lead - Copper | On site inspection only | Non-lead - Copper | No | On site inspection only | Single family | [9 empty] | Non-Lead
| 492 YOUNG ST | Non-lead - Copper | On site inspection only | Non-lead - Plastic | No | Records only | Single family | [9 empty] | Non-Lead
| 523 LEASURE ST | Non-lead - Copper | On site inspection only | Non-lead - Copper | No | On site inspection only | Single family | [9 empty] | Non-Lead
| 1185 GREENVIEW DR | Non-lead - Copper | On site inspection only | Non-lead - Copper | No | On site inspection only | Single family | [9 empty] | Non-Lead
| 1048 MCKINLEY ST | Non-lead - Copper | On site inspection only | Non-lead - Copper | No | On site inspection only | Single family | [9 empty] | Non-Lead
| 1710 LANDAU DR | Non-lead - Copper | On site inspection only | Non-lead - Copper | No | On site inspection only | Single family | [9 empty] | Non-Lead
| 2578 BROADMORE PL | Non-lead - Copper | On site inspection only | Non-lead - Copper | No | On site inspection only | Single family | [9 empty] | Non-Lead
| 433 OLIVE AVE | Non-lead - Copper | On site inspection only | Non-lead - Copper | No | On site inspection only | Single family | [9 empty] | Non-Lead
| 1838 HARDCASTLE AVE | Non-lead - Copper | On site inspection only | Galvanized (Iron or Steel) | No | On site inspection only | Single family | [9 empty] | Non-Lead
| 956 BROWN ST | Non-lead - Copper | On site inspection only | Non-lead - Copper | No | On site inspection only | Single family | [9 empty] | Non-Lead
| 1201 DEL SOL CT | Non-lead - Copper | On site inspection only | Non-lead - Copper | No | On site inspection only | Single family | [9 empty] | Non-Lead
| 1415 FOXGLOVE ST | Non-lead - Copper | On site inspection only | Non-lead - Copper | No | On site inspection only | Single family | [9 empty] | Non-Lead
| 270 BRANDYWINE CT | Non-lead - Copper | On site inspection only | Non-lead - Copper | No | On site inspection only | Single family | [9 empty] | Non-Lead
| 175 TOUT ST | Non-lead - Copper | On site inspection only | Non-lead - Copper | No | On site inspection only | Single family | [9 empty] | Non-Lead
| 1893 COUNTRY CLUB RD | Non-lead - Copper | On site inspection only | Non-lead - Copper | No | On site inspection only | Single family | [9 empty] | Non-Lead
| 1258 DAHLIA ST | Non-lead - Copper | On site inspection only | Non-lead - Plastic | No | On site inspection only | Single family | [9 empty] | Non-Lead
| 650 SMITH DR | Non-lead - Copper | On site inspection only | Non-lead - Copper | No | On site inspection only | Single family | [9 empty] | Non-Lead
| 1523 AUDREY WAY | Non-lead - Copper | On site inspection only | Non-lead - Copper | No | On site inspection only | Single family | [9 empty] | Non-Lead
| 393 WILLOW AVE | Non-lead - Copper | On site inspection only | Non-lead - Copper | No | On site inspection only | Single family | [9 empty] | Non-Lead
| 676 YOUNG ST | Non-lead - Copper | On site inspection only | Non-lead - Copper | No | On site inspection only | Single family | [9 empty] | Non-Lead
| 1258 JUDY ST | Non-lead - Copper | On site inspection only | Non-lead - Copper | No | On site inspection only | Single family | [9 empty] | Non-Lead
| 453 MONTGOMERY ST | Non-lead - Copper | On site inspection only | Non-lead - Copper | No | On site inspection only | Single family | [9 empty] | Non-Lead
| 1121 PARK CIR | Non-lead - Copper | On site inspection only | Non-lead - Copper | No | On site inspection only | Single family | [9 empty] | Non-Lead
| 426 TOOZE ST | Non-lead - Copper | On site inspection only | Non-lead - Copper | No | On site inspection only | Single family | [9 empty] | Non-Lead
| 293 E LINCOLN ST | Non-lead - Copper | On site inspection only | Non-lead - Copper | No | On site inspection only | Single family | [9 empty] | Non-Lead
| 1504 JUNE WAY | Non-lead - Copper | On site inspection only | Non-lead - Copper | No | On site inspection only | Single family | [9 empty] | Non-Lead
| 3129 OXFORD ST | Non-lead - Copper | On site inspection only | Non-lead - Copper | No | On site inspection only | Single family | [9 empty] | Non-Lead
| 1690 LAUREL AVE | Non-lead - Copper | On site inspection only | Non-lead - Copper | No | On site inspection only | Single family | [9 empty] | Non-Lead
| 3547 PALIMINO AVE | Non-lead - Copper | On site inspection only | Non-lead - Copper | No | On site inspection only | Single family | [9 empty] | Non-Lead
| 1212 DAHLIA ST | Non-lead - Copper | On site inspection only | Non-lead - Plastic | No | On site inspection only | Single family | [9 empty] | Non-Lead
| 1700 RAINIER RD | Non-lead - Copper | On site inspection only | Non-lead - Copper | No | On site inspection only | Single family | [9 empty] | Non-Lead
| 348 WILLOW AVE | Non-lead - Copper | On site inspection only | Non-lead - Copper | No | On site inspection only | Single family | [9 empty] | Non-Lead
| 1265 GEORGE ST | Non-lead - Copper | On site inspection only | Non-lead - Copper | No | On site inspection only | Single family | [9 empty] | Non-Lead
| 1579 VANDERBECK LN | Non-lead - Copper | On site inspection only | Non-lead - Copper | No | On site inspection only | Single family | [9 empty] | Non-Lead
| 1578 WALTON WAY | Non-lead - Copper | On site inspection only | Non-lead - Copper | No | On site inspection only | Single family | [9 empty] | Non-Lead
| 1315 PRINCETON RD | Non-lead - Copper | On site inspection only | Non-lead - Copper | No | On site inspection only | Single family | [9 empty] | Non-Lead
| 1174 DELLMOOR WAY | Non-lead - Copper | On site inspection only | Non-lead - Copper | No | On site inspection only | Single family | [9 empty] | Non-Lead
| 1231 ANNA ST | Non-lead - Copper | On site inspection only | Non-lead - Copper | No | On site inspection only | Single family | [9 empty] | Non-Lead
| 919 CORBY ST | Non-lead - Copper | On site inspection only | Non-lead - Copper | No | On site inspection only | Single family | [9 empty] | Non-Lead
| 531 LEASURE ST | Non-lead - Copper | On site inspection only | Non-lead - Copper | No | On site inspection only | Single family | [9 empty] | Non-Lead
| 2273 UMPQUA RD | Non-lead - Copper | On site inspection only | Non-lead - Copper | No | On site inspection only | Single family | [9 empty] | Non-Lead
| 1440 FOXGLOVE ST | Non-lead - Copper | On site inspection only | Non-lead - Plastic | No | On site inspection only | Single family | [9 empty] | Non-Lead
| 1400 DAHLIA ST | Non-lead - Copper | On site inspection only | Non-lead - Plastic | No | On site inspection only | Single family | [9 empty] | Non-Lead
| 565 JANA AVE | Non-lead - Copper | On site inspection only | Non-lead - Copper | No | On site inspection only | Single family | [9 empty] | Non-Lead
| 1274 JUDY ST | Non-lead - Copper | On site inspection only | Non-lead - Copper | No | On site inspection only | Single family | [9 empty] | Non-Lead
| 408 STARK ST | Non-lead - Copper | On site inspection only | Non-lead - Copper | No | On site inspection only | Single family | [9 empty] | Non-Lead
| 1323 THOMPSON RD | Non-lead - Copper | On site inspection only | Non-lead - Copper | No | On site inspection only | Single family | [9 empty] | Non-Lead
| 1508 WALTON WAY | Non-lead - Copper | On site inspection only | Non-lead - Copper | No | On site inspection only | Single family | [9 empty] | Non-Lead
| 1609 AUSTIN AVE | Non-lead - Copper | On site inspection only | Non-lead - Plastic | No | On site inspection only | Single family | [9 empty] | Non-Lead
| 1043 HERMANSON ST | Non-lead - Copper | On site inspection only | Non-lead - Copper | No | On site inspection only | Single family | [9 empty] | Non-Lead
| 2886 OXFORD ST | Non-lead - Copper | On site inspection only | Non-lead - Copper | No | On site inspection only | Single family | [9 empty] | Non-Lead
| 1484 UMPQUA RD | Non-lead - Copper | On site inspection only | Non-lead - Copper | No | On site inspection only | Single family | [9 empty] | Non-Lead
| 1682 MERIDIAN DR | Non-lead - Copper | On site inspection only | Non-lead - Copper | No | On site inspection only | Single family | [9 empty] | Non-Lead
| 2590 BEN BROWN DR | Non-lead - Copper | On site inspection only | Non-lead - Plastic | No | On site inspection only | Single family | [9 empty] | Non-Lead
| 2020 UMPQUA RD | Non-lead - Copper | On site inspection only | Non-lead - Copper | No | On site inspection only | Single family | [9 empty] | Non-Lead
| 402 TROON AVE | Non-lead - Copper | On site inspection only | Non-lead - Plastic | No | On site inspection only | Single family | [9 empty] | Non-Lead
| 1257 KENNEDY ST | Non-lead - Copper | On site inspection only | Non-lead - Copper | No | On site inspection only | Single family | [9 empty] | Non-Lead
| 340 BRANDYWINE CT | Non-lead - Copper | On site inspection only | Non-lead - Copper | No | On site inspection only | Single family | [9 empty] | Non-Lead
| 1125 EAGLE DR | Non-lead - Copper | On site inspection only | Non-lead - Copper | No | On site inspection only | Single family | [9 empty] | Non-Lead
| 371 OSWALD ST | Non-lead - Copper | On site inspection only | Non-lead - Copper | No | On site inspection only | Single family | [9 empty] | Non-Lead
| 1129 DAHLIA ST | Non-lead - Copper | On site inspection only | Non-lead - Plastic | No | On site inspection only | Single family | [9 empty] | Non-Lead
| 780 GATCH ST | Non-lead - Copper | On site inspection only | Non-lead - Copper | No | On site inspection only | Single family | [9 empty] | Non-Lead
| 1119 FOXGLOVE ST | Non-lead - Copper | On site inspection only | Non-lead - Copper | No | On site inspection only | Single family | [9 empty] | Non-Lead
| 1515 CONSTITUTION AVE | Non-lead - Copper | On site inspection only | Non-lead - Copper | No | On site inspection only | Single family | [9 empty] | Non-Lead
| 1028 BROWN ST | Non-lead - Copper | On site inspection only | Non-lead - Copper | No | On site inspection only | Single family | [9 empty] | Non-Lead
| 797 HARRISON ST | Non-lead - Copper | On site inspection only | Non-lead - Copper | No | On site inspection only | Single family | [9 empty] | Non-Lead
| 388 OLIVE AVE | Non-lead - Copper | On site inspection only | Non-lead - Copper | No | On site inspection only | Single family | [9 empty] | Non-Lead
| 1321 ANNA ST | Non-lead - Copper | On site inspection only | Non-lead - Copper | No | On site inspection only | Single family | [9 empty] | Non-Lead
| 1530 RAINIER RD | Non-lead - Copper | On site inspection only | Non-lead - Copper | No | On site inspection only | Single family | [9 empty] | Non-Lead
| 452 S COLUMBIA DR | Non-lead - Copper | On site inspection only | Non-lead - Copper | No | On site inspection only | Single family | [9 empty] | Non-Lead
| 366 W CLEVELAND ST | Non-lead - Copper | On site inspection only | Non-lead - Copper | No | On site inspection only | Single family | [9 empty] | Non-Lead
| 1878 RAINIER RD | Non-lead - Copper | On site inspection only | Non-lead - Copper | No | On site inspection only | Single family | [9 empty] | Non-Lead
| 1630 VANDERBECK LN | Non-lead - Copper | On site inspection only | Non-lead - Copper | No | On site inspection only | Single family | [9 empty] | Non-Lead
| 240 HERITAGE AVE | Non-lead - Copper | On site inspection only | Non-lead - Copper | No | On site inspection only | Single family | [9 empty] | Non-Lead
| 612 N CASCADE DR #87 | Non-lead - Copper | On site inspection only | Galvanized (Iron or Steel) | No | On site inspection only | Single family | [9 empty] | Non-Lead
| 1390 INDEPENDENCE AVE | Non-lead - Copper | On site inspection only | Non-lead - Copper | No | On site inspection only | Single family | [9 empty] | Non-Lead
| 1108 PARK CIR | Non-lead - Copper | On site inspection only | Non-lead - Copper | No | On site inspection only | Single family | [9 empty] | Non-Lead
| 1315 W HAYES ST | Non-lead - Copper | On site inspection only | Non-lead - Copper | No | On site inspection only | Single family | [9 empty] | Non-Lead
| 777 FESCUE AVE | Non-lead - Copper | On site inspection only | Non-lead - Plastic | No | On site inspection only | Single family | [9 empty] | Non-Lead
| 575 BROWN CT | Non-lead - Copper | On site inspection only | Non-lead - Copper | No | On site inspection only | Single family | [9 empty] | Non-Lead
| 2341 UMPQUA RD | Non-lead - Copper | On site inspection only | Non-lead - Copper | No | On site inspection only | Single family | [9 empty] | Non-Lead
| 740 CHURCH ST | Non-lead - Copper | On site inspection only | Non-lead - Copper | No | On site inspection only | Single family | [9 empty] | Non-Lead
| 1312 ROBERT ST | Non-lead - Copper | On site inspection only | Non-lead - Copper | No | On site inspection only | Single family | [9 empty] | Non-Lead
| 1244 ANNA ST | Non-lead - Copper | On site inspection only | Non-lead - Copper | No | On site inspection only | Single family | [9 empty] | Non-Lead
| 1636 PRINCETON RD | Non-lead - Copper | On site inspection only | Non-lead - Copper | No | On site inspection only | Single family | [9 empty] | Non-Lead
| 498 TURNBERRY AVE | Non-lead - Copper | On site inspection only | Non-lead - Copper | No | On site inspection only | Single family | [9 empty] | Non-Lead
| 1402 COUNTRY CLUB CIR | Non-lead - Copper | On site inspection only | Non-lead - Copper | No | On site inspection only | Single family | [9 empty] | Non-Lead
| 884 HAZELNUT DR | Non-lead - Copper | On site inspection only | Non-lead - Copper | No | On site inspection only | Single family | [9 empty] | Non-Lead
| 1950 SALLAL RD | Non-lead - Copper | On site inspection only | Non-lead - Copper | No | On site inspection only | Single family | [9 empty] | Non-Lead
| 404 VINE AVE | Non-lead - Copper | On site inspection only | Non-lead - Copper | No | On site inspection only | Single family | [9 empty] | Non-Lead
| 131 E CLACKAMAS CIR | Non-lead - Copper | On site inspection only | Non-lead - Copper | No | On site inspection only | Single family | [9 empty] | Non-Lead
| 765 S PACIFIC HWY #30 | Non-lead - Copper | On site inspection only | Galvanized (Iron or Steel) | No | On site inspection only | Single family | [9 empty] | Non-Lead
| 1006 E CLEVELAND ST | Non-lead - Copper | On site inspection only | Non-lead - Copper | No | On site inspection only | Single family | [9 empty] | Non-Lead
| 1740 VANDERBECK LN | Non-lead - Copper | On site inspection only | Non-lead - Copper | No | On site inspection only | Single family | [9 empty] | Non-Lead
| 1232 STANFIELD RD | Non-lead - Copper | On site inspection only | Non-lead - Copper | No | On site inspection only | Single family | [9 empty] | Non-Lead
| 1720 W LINCOLN ST | Non-lead - Copper | On site inspection only | Non-lead - Copper | No | On site inspection only | Single family | [9 empty] | Non-Lead
| 2096 CAMELLIA WAY | Non-lead - Copper | On site inspection only | Non-lead - Copper | No | On site inspection only | Single family | [9 empty] | Non-Lead
| 1930 HARDCASTLE AVE | Non-lead - Copper | On site inspection only | Galvanized (Iron or Steel) | No | On site inspection only | Single family | [9 empty] | Non-Lead
| 400 WORKMAN DR | Non-lead - Copper | On site inspection only | Non-lead - Copper | No | On site inspection only | Single family | [9 empty] | Non-Lead
| 705 S COLUMBIA DR | Non-lead - Copper | On site inspection only | Non-lead - Copper | No | On site inspection only | Single family | [9 empty] | Non-Lead
| 1128 ASTOR WAY | Non-lead - Copper | On site inspection only | Non-lead - Copper | No | On site inspection only | Single family | [9 empty] | Non-Lead
| 1344 SALLAL RD | Non-lead - Copper | On site inspection only | Non-lead - Copper | No | On site inspection only | Single family | [9 empty] | Non-Lead
| 423 S SETTLEMIER AVE | Non-lead - Copper | On site inspection only | Non-lead - Copper | No | On site inspection only | Single family | [9 empty] | Non-Lead
| 1730 VANDERBECK LN | Non-lead - Copper | On site inspection only | Non-lead - Copper | No | On site inspection only | Single family | [9 empty] | Non-Lead
| 1355 THOMPSON RD | Non-lead - Copper | On site inspection only | Non-lead - Copper | No | On site inspection only | Single family | [9 empty] | Non-Lead
| 1989 W HAYES ST | Non-lead - Copper | On site inspection only | Non-lead - Copper | No | On site inspection only | Single family | [9 empty] | Non-Lead
| 821 OSTROM DR | Non-lead - Copper | On site inspection only | Non-lead - Plastic | No | On site inspection only | Single family | [9 empty] | Non-Lead
| 520 YOUNG ST | Non-lead - Copper | On site inspection only | Non-lead - Copper | No | On site inspection only | Single family | [9 empty] | Non-Lead
| 1244 ARLINGTON AVE | Non-lead - Copper | On site inspection only | Non-lead - Copper | No | On site inspection only | Single family | [9 empty] | Non-Lead
| 1427 WALTON WAY | Non-lead - Copper | On site inspection only | Non-lead - Copper | No | On site inspection only | Single family | [9 empty] | Non-Lead
| 2070 KING WAY | Non-lead - Copper | On site inspection only | Non-lead - Copper | No | On site inspection only | Single family | [9 empty] | Non-Lead
| 568 W CLACKAMAS CIR | Non-lead - Copper | On site inspection only | Non-lead - Copper | No | On site inspection only | Single family | [9 empty] | Non-Lead
| 1245 JACOB ST | Non-lead - Copper | On site inspection only | Non-lead - Copper | No | On site inspection only | Single family | [9 empty] | Non-Lead
| 2459 UMPQUA RD | Non-lead - Copper | On site inspection only | Non-lead - Copper | No | On site inspection only | Single family | [9 empty] | Non-Lead
| 645 HAWLEY ST | Non-lead - Copper | On site inspection only | Non-lead - Copper | No | On site inspection only | Single family | [9 empty] | Non-Lead
| 468 MARSHALL ST | Non-lead - Copper | On site inspection only | Non-lead - Copper | No | On site inspection only | Single family | [9 empty] | Non-Lead
| 500 TUKWILA DR | Non-lead - Copper | On site inspection only | Non-lead - Copper | No | On site inspection only | Single family | [9 empty] | Non-Lead
| 569 BROWN CT | Non-lead - Copper | On site inspection only | Non-lead - Copper | No | On site inspection only | Single family | [9 empty] | Non-Lead
| 1173 PARK CIR | Non-lead - Copper | On site inspection only | Non-lead - Copper | No | On site inspection only | Single family | [9 empty] | Non-Lead
| 1240 PRINCETON RD | Non-lead - Copper | On site inspection only | Non-lead - Copper | No | On site inspection only | Single family | [9 empty] | Non-Lead
| 2713 HAZELNUT DR | Non-lead - Copper | On site inspection only | Non-lead - Copper | No | On site inspection only | Single family | [9 empty] | Non-Lead
| 980 OREGON WAY | Non-lead - Copper | On site inspection only | Non-lead - Copper | No | On site inspection only | Single family | [9 empty] | Non-Lead
| 1615 QUINN RD | Non-lead - Copper | On site inspection only | Non-lead - Copper | No | On site inspection only | Single family | [9 empty] | Non-Lead
| 1111 PARK AVE | Non-lead - Copper | On site inspection only | Non-lead - Copper | No | On site inspection only | Single family | [9 empty] | Non-Lead
| 233 E CLACKAMAS CIR | Non-lead - Copper | On site inspection only | Non-lead - Copper | No | On site inspection only | Single family | [9 empty] | Non-Lead
| 1318 QUINN RD | Non-lead - Copper | On site inspection only | Non-lead - Copper | No | On site inspection only | Single family | [9 empty] | Non-Lead
| 1129 PARK CIR | Non-lead - Copper | On site inspection only | Non-lead - Copper | No | On site inspection only | Single family | [9 empty] | Non-Lead
| 1557 RAINIER RD | Non-lead - Copper | On site inspection only | Non-lead - Copper | No | On site inspection only | Single family | [9 empty] | Non-Lead
| 990 ASTOR WAY | Non-lead - Copper | On site inspection only | Non-lead - Copper | No | On site inspection only | Single family | [9 empty] | Non-Lead
| 934 CAHILL WAY | Non-lead - Copper | On site inspection only | Non-lead - Copper | No | On site inspection only | Single family | [9 empty] | Non-Lead
| 630 FIR ST | Non-lead - Copper | On site inspection only | Non-lead - Copper | No | On site inspection only | Single family | [9 empty] | Non-Lead
| 2189 COUNTRY CLUB TER | Non-lead - Copper | On site inspection only | Non-lead - Copper | No | On site inspection only | Single family | [9 empty] | Non-Lead
| 399 KILLIAN SPRING DR | Non-lead - Copper | On site inspection only | Non-lead - Plastic | No | On site inspection only | Single family | [9 empty] | Non-Lead
| 113 S COLUMBIA DR | Non-lead - Copper | On site inspection only | Non-lead - Copper | No | On site inspection only | Single family | [9 empty] | Non-Lead
| 1626 UMPQUA RD | Non-lead - Copper | On site inspection only | Non-lead - Copper | No | On site inspection only | Single family | [9 empty] | Non-Lead
| 375 HAWLEY ST | Non-lead - Copper | On site inspection only | Non-lead - Copper | No | On site inspection only | Single family | [9 empty] | Non-Lead
| 315 SMITH DR | Non-lead - Copper | On site inspection only | Non-lead - Copper | No | On site inspection only | Single family | [9 empty] | Non-Lead
| 1530 VAN LIEU CT | Non-lead - Copper | On site inspection only | Non-lead - Copper | No | On site inspection only | Single family | [9 empty] | Non-Lead
| 1560 W LINCOLN ST | Non-lead - Copper | On site inspection only | Non-lead - Copper | No | On site inspection only | Single family | [9 empty] | Non-Lead
| 1107 MARYLYNN WAY | Non-lead - Copper | On site inspection only | Non-lead - Copper | No | On site inspection only | Single family | [9 empty] | Non-Lead
| 1910 COUNTRY CLUB RD | Non-lead - Copper | On site inspection only | Non-lead - Copper | No | On site inspection only | Single family | [9 empty] | Non-Lead
| 612 FOURTH ST | Non-lead - Copper | On site inspection only | Non-lead - Copper | No | On site inspection only | Single family | [9 empty] | Non-Lead
| 1633 COUNTRY CLUB CIR | Non-lead - Copper | On site inspection only | Non-lead - Copper | No | On site inspection only | Single family | [9 empty] | Non-Lead
| 1995 THOMPSON RD | Non-lead - Copper | On site inspection only | Non-lead - Copper | No | On site inspection only | Single family | [9 empty] | Non-Lead
| 765 S PACIFIC HWY #22 | Non-lead - Copper | On site inspection only | Galvanized (Iron or Steel) | No | On site inspection only | Single family | [9 empty] | Non-Lead
| 770 N SECOND ST | Non-lead - Copper | On site inspection only | Galvanized (Iron or Steel) | No | On site inspection only | Single family | [9 empty] | Non-Lead
| 2598 LEXINGTON CT | Non-lead - Copper | On site inspection only | Non-lead - Copper | No | On site inspection only | Single family | [9 empty] | Non-Lead
| 1331 PRINCETON RD | Non-lead - Copper | On site inspection only | Galvanized (Iron or Steel) | No | On site inspection only | Single family | [9 empty] | Non-Lead
| 1923 THOMPSON RD | Non-lead - Copper | On site inspection only | Galvanized (Iron or Steel) | No | On site inspection only | Single family | [9 empty] | Non-Lead
| 777 N CASCADE DR | Non-lead - Copper | On site inspection only | Non-lead - Copper | No | On site inspection only | Single family | [9 empty] | Non-Lead
| 1601 COUNTRY CLUB CIR | Non-lead - Copper | On site inspection only | Galvanized (Iron or Steel) | No | On site inspection only | Single family | [9 empty] | Non-Lead
| 721 OREGON WAY | Non-lead - Copper | On site inspection only | Non-lead - Copper | No | On site inspection only | Single family | [9 empty] | Non-Lead
| 2767 ROANOKE ST | Non-lead - Copper | On site inspection only | Non-lead - Copper | No | On site inspection only | Single family | [9 empty] | Non-Lead
| 1463 WALTON WAY | Non-lead - Copper | On site inspection only | Non-lead - Copper | No | On site inspection only | Single family | [9 empty] | Non-Lead
| 1769 THOMPSON RD | Non-lead - Copper | On site inspection only | Galvanized (Iron or Steel) | No | On site inspection only | Single family | [9 empty] | Non-Lead
| 810 S COLUMBIA DR | Non-lead - Copper | On site inspection only | Galvanized (Iron or Steel) | No | On site inspection only | Single family | [9 empty] | Non-Lead
| 729 S COLUMBIA DR | Non-lead - Copper | On site inspection only | Galvanized (Iron or Steel) | No | On site inspection only | Single family | [9 empty] | Non-Lead
| 1394 VANDERBECK LN | Non-lead - Copper | On site inspection only | Non-lead - Copper | No | On site inspection only | Single family | [9 empty] | Non-Lead
| 1865 UMPQUA RD | Non-lead - Copper | On site inspection only | Galvanized (Iron or Steel) | No | On site inspection only | Single family | [9 empty] | Non-Lead
| 160 HERITAGE AVE | Non-lead - Copper | On site inspection only | Non-lead - Copper | No | On site inspection only | Single family | [9 empty] | Non-Lead
| 259 HARVARD DR | Non-lead - Copper | On site inspection only | Non-lead - Copper | No | On site inspection only | Single family | [9 empty] | Non-Lead
| 960 BLAINE ST | Non-lead - Copper | On site inspection only | Galvanized (Iron or Steel) | No | On site inspection only | Single family | [9 empty] | Non-Lead
| 2806 REVERE ST | Non-lead - Copper | On site inspection only | Non-lead - Copper | No | On site inspection only | Single family | [9 empty] | Non-Lead
| 214 BAYLOR DR | Non-lead - Copper | On site inspection only | Non-lead - Copper | No | On site inspection only | Single family | [9 empty] | Non-Lead
| 336 CORNWELL ST | Non-lead - Copper | On site inspection only | Non-lead - Plastic | No | On site inspection only | Single family | [9 empty] | Non-Lead
| 350 CHRISTIANSEN AVE | Non-lead - Copper | On site inspection only | Non-lead - Copper | No | On site inspection only | Single family | [9 empty] | Non-Lead
| 1398 JUNE CIR | Non-lead - Copper | On site inspection only | Non-lead - Copper | No | On site inspection only | Single family | [9 empty] | Non-Lead
| 463 OATS ST | Non-lead - Copper | On site inspection only | Non-lead - Plastic | No | On site inspection only | Single family | [9 empty] | Non-Lead
| 585 ARTHUR ST | Non-lead - Copper | On site inspection only | Non-lead - Copper | No | On site inspection only | Single family | [9 empty] | Non-Lead
| 1078 COUNTRY LN | Non-lead - Copper | On site inspection only | Non-lead - Copper | No | On site inspection only | Single family | [9 empty] | Non-Lead
| 2363 MILLER FARM RD | Non-lead - Copper | On site inspection only | Non-lead - Copper | No | On site inspection only | Single family | [9 empty] | Non-Lead
| 1243 RANDOLPH RD | Non-lead - Copper | On site inspection only | Non-lead - Copper | No | On site inspection only | Single family | [9 empty] | Non-Lead
| 458 INGLEWOOD LN | Non-lead - Copper | On site inspection only | Non-lead - Copper | No | On site inspection only | Single family | [9 empty] | Non-Lead
| 725 NORTH CT | Non-lead - Copper | On site inspection only | Non-lead - Copper | No | On site inspection only | Single family | [9 empty] | Non-Lead
| 846 HARVEST WAY | Non-lead - Copper | On site inspection only | Non-lead - Copper | No | On site inspection only | Single family | [9 empty] | Non-Lead
| 1011 KENNEDY ST | Non-lead - Copper | On site inspection only | Non-lead - Plastic | No | On site inspection only | Single family | [9 empty] | Non-Lead
| 1197 PRINCETON RD | Non-lead - Copper | On site inspection only | Non-lead - Copper | No | On site inspection only | Single family | [9 empty] | Non-Lead
| 1568 JANSEN WAY | Non-lead - Copper | On site inspection only | Non-lead - Copper | No | On site inspection only | Single family | [9 empty] | Non-Lead
| 2263 UMPQUA RD | Non-lead - Copper | On site inspection only | Non-lead - Copper | No | On site inspection only | Single family | [9 empty] | Non-Lead
| 1574 KING WAY | Non-lead - Copper | On site inspection only | Non-lead - Copper | No | On site inspection only | Single family | [9 empty] | Non-Lead
| 429 TURNBERRY AVE | Non-lead - Copper | On site inspection only | Non-lead - Plastic | No | On site inspection only | Single family | [9 empty] | Non-Lead
| 1349 THOMPSON RD | Non-lead - Copper | On site inspection only | Non-lead - Copper | No | On site inspection only | Single family | [9 empty] | Non-Lead
| 293 CEDAR AVE | Non-lead - Copper | On site inspection only | Non-lead - Copper | No | On site inspection only | Single family | [9 empty] | Non-Lead
| 1579 SALLAL RD | Non-lead - Copper | On site inspection only | Non-lead - Copper | No | On site inspection only | Single family | [9 empty] | Non-Lead
| 1818 RAINIER RD | Non-lead - Copper | On site inspection only | Non-lead - Copper | No | On site inspection only | Single family | [9 empty] | Non-Lead
| 567 WHEAT ST | Non-lead - Copper | On site inspection only | Non-lead - Plastic | No | On site inspection only | Single family | [9 empty] | Non-Lead
| 401 MCLAUGHLIN DR | Non-lead - Copper | On site inspection only | Non-lead - Copper | No | On site inspection only | Single family | [9 empty] | Non-Lead
| 1205 HARDCASTLE AVE | Non-lead - Copper | On site inspection only | Non-lead - Copper | No | On site inspection only | Single family | [9 empty] | Non-Lead
| 1970 KING WAY | Non-lead - Copper | On site inspection only | Galvanized (Iron or Steel) | No | On site inspection only | Single family | [9 empty] | Non-Lead
| 1395 ALEXANDRA CT | Non-lead - Copper | On site inspection only | Non-lead - Copper | No | On site inspection only | Single family | [9 empty] | Non-Lead
| 1650 VANDERBECK LN | Non-lead - Copper | On site inspection only | Non-lead - Copper | No | On site inspection only | Single family | [9 empty] | Non-Lead
| 553 WOODLAND AVE | Non-lead - Copper | On site inspection only | Non-lead - Copper | No | On site inspection only | Single family | [9 empty] | Non-Lead
| 1201 INDEPENDENCE CT | Non-lead - Copper | On site inspection only | Non-lead - Copper | No | On site inspection only | Single family | [9 empty] | Non-Lead
| 2202 COUNTRY CLUB RD | Non-lead - Copper | On site inspection only | Non-lead - Copper | No | On site inspection only | Single family | [9 empty] | Non-Lead
| 1974 CAMELLIA WAY | Non-lead - Copper | On site inspection only | Non-lead - Copper | No | On site inspection only | Single family | [9 empty] | Non-Lead
| 2555 MILLER FARM RD | Non-lead - Copper | On site inspection only | Non-lead - Copper | No | On site inspection only | Single family | [9 empty] | Non-Lead
| 553 TURNBERRY AVE | Non-lead - Copper | On site inspection only | Non-lead - Copper | No | On site inspection only | Single family | [9 empty] | Non-Lead
| 1379 GARDEN WAY | Non-lead - Copper | On site inspection only | Non-lead - Copper | No | On site inspection only | Single family | [9 empty] | Non-Lead
| 1980 ASTOR WAY | Non-lead - Copper | On site inspection only | Non-lead - Copper | No | On site inspection only | Single family | [9 empty] | Non-Lead
| 876 OREGON WAY | Non-lead - Copper | On site inspection only | Non-lead - Copper | No | On site inspection only | Single family | [9 empty] | Non-Lead
| 1882 SMITH DR | Non-lead - Copper | On site inspection only | Non-lead - Plastic | No | On site inspection only | Single family | [9 empty] | Non-Lead
| 1204 INDEPENDENCE CT | Non-lead - Copper | On site inspection only | Non-lead - Copper | No | On site inspection only | Single family | [9 empty] | Non-Lead
| 1708 SALLAL RD | Non-lead - Copper | On site inspection only | Non-lead - Copper | No | On site inspection only | Single family | [9 empty] | Non-Lead
| 512 S SETTLEMIER AVE | Non-lead - Copper | On site inspection only | Non-lead - Copper | No | On site inspection only | Single family | [9 empty] | Non-Lead
| 870 W LINCOLN ST | Non-lead - Copper | On site inspection only | Non-lead - Copper | No | On site inspection only | Single family | [9 empty] | Non-Lead
| 3413 LINDA ST | Non-lead - Copper | On site inspection only | Non-lead - Copper | No | On site inspection only | Single family | [9 empty] | Non-Lead
| 1557 JUNE WAY | Non-lead - Copper | On site inspection only | Non-lead - Copper | No | On site inspection only | Single family | [9 empty] | Non-Lead
| 1385 RAINIER RD | Non-lead - Copper | On site inspection only | Non-lead - Copper | No | On site inspection only | Single family | [9 empty] | Non-Lead
| 460 VINE AVE | Non-lead - Copper | On site inspection only | Non-lead - Copper | No | On site inspection only | Single family | [9 empty] | Non-Lead
| 785 GARFIELD ST | Non-lead - Copper | On site inspection only | Non-lead - Copper | No | On site inspection only | Single family | [9 empty] | Non-Lead
| 2201 SMITH DR | Non-lead - Copper | On site inspection only | Non-lead - Plastic | No | On site inspection only | Single family | [9 empty] | Non-Lead
| 3586 SWEETWATER AVE | Non-lead - Copper | On site inspection only | Non-lead - Copper | No | On site inspection only | Single family | [9 empty] | Non-Lead
| 306 YVONNE ST | Non-lead - Copper | On site inspection only | Non-lead - Plastic | No | On site inspection only | Single family | [9 empty] | Non-Lead
| 2516 COLEWOOD DR | Non-lead - Copper | On site inspection only | Non-lead - Copper | No | On site inspection only | Single family | [9 empty] | Non-Lead
| 1040 KELOWNA CT | Non-lead - Copper | On site inspection only | Non-lead - Copper | No | On site inspection only | Single family | [9 empty] | Non-Lead
| 1516 MERIDIAN DR | Non-lead - Copper | On site inspection only | Non-lead - Copper | No | On site inspection only | Single family | [9 empty] | Non-Lead
| 1385 GREENVIEW DR | Non-lead - Copper | On site inspection only | Non-lead - Copper | No | On site inspection only | Single family | [9 empty] | Non-Lead
| 1662 WILLOW AVE | Non-lead - Copper | On site inspection only | Non-lead - Copper | No | On site inspection only | Single family | [9 empty] | Non-Lead
| 3297 CAMAS ST | Non-lead - Copper | On site inspection only | Non-lead - Copper | No | On site inspection only | Single family | [9 empty] | Non-Lead
| 985 NUGGET CT | Non-lead - Copper | On site inspection only | Non-lead - Copper | No | On site inspection only | Single family | [9 empty] | Non-Lead
| 2737 CITADEL ST | Non-lead - Copper | On site inspection only | Non-lead - Copper | No | On site inspection only | Single family | [9 empty] | Non-Lead
| 3228 JORY ST | Non-lead - Copper | On site inspection only | Non-lead - Copper | No | On site inspection only | Single family | [9 empty] | Non-Lead
| 705 FAIRWOOD CRES | Non-lead - Copper | On site inspection only | Non-lead - Copper | No | On site inspection only | Single family | [9 empty] | Non-Lead
| 1180 KOFFLER AVE | Non-lead - Copper | On site inspection only | Non-lead - Copper | No | On site inspection only | Single family | [9 empty] | Non-Lead
| 1321 JUDY ST | Non-lead - Copper | On site inspection only | Non-lead - Copper | No | On site inspection only | Single family | [9 empty] | Non-Lead
| 2295 MERIDIAN DR | Non-lead - Copper | On site inspection only | Non-lead - Copper | No | On site inspection only | Single family | [9 empty] | Non-Lead
| 331 PALM AVE | Non-lead - Copper | On site inspection only | Non-lead - Copper | No | On site inspection only | Single family | [9 empty] | Non-Lead
| 706 S COLUMBIA DR | Non-lead - Copper | On site inspection only | Non-lead - Copper | No | On site inspection only | Single family | [9 empty] | Non-Lead
| 943 CAHILL WAY | Non-lead - Copper | On site inspection only | Non-lead - Copper | No | On site inspection only | Single family | [9 empty] | Non-Lead
| 650 HIGH ST | Non-lead - Copper | On site inspection only | Non-lead - Copper | No | On site inspection only | Single family | [9 empty] | Non-Lead
| 337 SYCAMORE AVE | Non-lead - Copper | On site inspection only | Non-lead - Copper | No | On site inspection only | Single family | [9 empty] | Non-Lead
| 1597 THOMPSON RD | Non-lead - Copper | On site inspection only | Non-lead - Copper | No | On site inspection only | Single family | [9 empty] | Non-Lead
| 1937 HEATHER WAY | Non-lead - Copper | On site inspection only | Non-lead - Copper | No | On site inspection only | Single family | [9 empty] | Non-Lead
| 421 MUIRFIELD LN | Non-lead - Copper | On site inspection only | Non-lead - Copper | No | On site inspection only | Single family | [9 empty] | Non-Lead
| 759 BLAINE ST | Non-lead - Copper | On site inspection only | Non-lead - Copper | No | On site inspection only | Single family | [9 empty] | Non-Lead
| 419 MCLAUGHLIN DR | Non-lead - Copper | On site inspection only | Non-lead - Copper | No | On site inspection only | Single family | [9 empty] | Non-Lead
| 555 N CASCADE DR | Non-lead - Copper | On site inspection only | Non-lead - Copper | No | On site inspection only | Single family | [9 empty] | Non-Lead
| 623 IRONWOOD TER | Non-lead - Copper | On site inspection only | Non-lead - Copper | No | On site inspection only | Single family | [9 empty] | Non-Lead
| 702 TUKWILA DR | Non-lead - Copper | On site inspection only | Non-lead - Copper | No | On site inspection only | Single family | [9 empty] | Non-Lead
| 2058 RAINIER RD | Non-lead - Copper | On site inspection only | Non-lead - Copper | No | On site inspection only | Single family | [9 empty] | Non-Lead
| 540 RYE ST | Non-lead - Copper | On site inspection only | Non-lead - Plastic | No | On site inspection only | Single family | [9 empty] | Non-Lead
| 549 STOLLER ST | Non-lead - Copper | On site inspection only | Non-lead - Plastic | No | On site inspection only | Single family | [9 empty] | Non-Lead
| 564 PARADISE ST | Non-lead - Copper | On site inspection only | Non-lead - Copper | No | On site inspection only | Single family | [9 empty] | Non-Lead
| 1605 TOMLIN AVE | Non-lead - Copper | On site inspection only | Non-lead - Copper | No | On site inspection only | Single family | [9 empty] | Non-Lead
| 448 DOUD ST | Non-lead - Copper | On site inspection only | Non-lead - Copper | No | On site inspection only | Single family | [9 empty] | Non-Lead
| 2525 BEN BROWN DR | Non-lead - Copper | On site inspection only | Non-lead - Plastic | No | On site inspection only | Single family | [9 empty] | Non-Lead
| 3022 MCNAUGHT ST | Non-lead - Copper | On site inspection only | Non-lead - Copper | No | On site inspection only | Single family | [9 empty] | Non-Lead
| 2833 BOGIE CT | Non-lead - Copper | On site inspection only | Non-lead - Copper | No | On site inspection only | Single family | [9 empty] | Non-Lead
| 276 BOEAN LN | Non-lead - Copper | On site inspection only | Non-lead - Copper | No | On site inspection only | Single family | [9 empty] | Non-Lead
| 990 HERMANSON ST | Non-lead - Copper | On site inspection only | Non-lead - Copper | No | On site inspection only | Single family | [9 empty] | Non-Lead
| 668 HALL ST | Non-lead - Copper | On site inspection only | Non-lead - Copper | No | On site inspection only | Single family | [9 empty] | Non-Lead
| 911 BLAINE ST | Non-lead - Copper | On site inspection only | Non-lead - Copper | No | On site inspection only | Single family | [9 empty] | Non-Lead
| 573 S FRONT ST | Non-lead - Copper | On site inspection only | Non-lead - Copper | No | On site inspection only | Single family | [9 empty] | Non-Lead
| 2401 BEN BROWN DR | Non-lead - Copper | On site inspection only | Non-lead - Plastic | No | On site inspection only | Single family | [9 empty] | Non-Lead
| 510 STUBB RD | Non-lead - Copper | On site inspection only | Non-lead - Copper | No | On site inspection only | Single family | [9 empty] | Non-Lead
| 2732 VASSER ST | Non-lead - Copper | On site inspection only | Non-lead - Copper | No | On site inspection only | Single family | [9 empty] | Non-Lead
| 923 LUBA ST | Non-lead - Copper | On site inspection only | Non-lead - Copper | No | On site inspection only | Single family | [9 empty] | Non-Lead
| 2554 PATRIOT ST | Non-lead - Copper | On site inspection only | Non-lead - Copper | No | On site inspection only | Single family | [9 empty] | Non-Lead
| 11845 NE CHATEAU DR | Non-lead - Copper | On site inspection only | Non-lead - Copper | No | On site inspection only | Single family | [9 empty] | Non-Lead
| 3276 STEVEN ST | Non-lead - Copper | On site inspection only | Non-lead - Copper | No | On site inspection only | Single family | [9 empty] | Non-Lead
| 1245 N FIRST ST | Non-lead - Copper | On site inspection only | Non-lead - Copper | No | On site inspection only | Single family | [9 empty] | Non-Lead
| 1249 MCKINLEY CT | Non-lead - Copper | On site inspection only | Non-lead - Copper | No | On site inspection only | Single family | [9 empty] | Non-Lead
| 1044 FIFTH ST | Non-lead - Copper | On site inspection only | Non-lead - Copper | No | On site inspection only | Single family | [9 empty] | Non-Lead
| 315 PALM AVE | Non-lead - Copper | On site inspection only | Non-lead - Copper | No | On site inspection only | Single family | [9 empty] | Non-Lead
| 1045 SIXTH ST | Non-lead - Copper | On site inspection only | Non-lead - Copper | No | On site inspection only | Single family | [9 empty] | Non-Lead
| 825 HIGH ST | Non-lead - Copper | On site inspection only | Non-lead - Copper | No | On site inspection only | Single family | [9 empty] | Non-Lead
| 312 OAK ST | Non-lead - Copper | On site inspection only | Non-lead - Copper | No | On site inspection only | Single family | [9 empty] | Non-Lead
| 627 E CLACKAMAS CIR | Non-lead - Copper | On site inspection only | Non-lead - Copper | No | On site inspection only | Single family | [9 empty] | Non-Lead
| 683 S SETTLEMIER AVE | Non-lead - Copper | On site inspection only | Non-lead - Copper | No | On site inspection only | Single family | [9 empty] | Non-Lead
| 421 S COLUMBIA DR | Non-lead - Copper | On site inspection only | Non-lead - Copper | No | On site inspection only | Single family | [9 empty] | Non-Lead
| 404 TOOZE ST | Non-lead - Copper | On site inspection only | Non-lead - Copper | No | On site inspection only | Single family | [9 empty] | Non-Lead
| 1532 THOMPSON RD | Non-lead - Copper | On site inspection only | Non-lead - Copper | No | On site inspection only | Single family | [9 empty] | Non-Lead
| 480 FOURTH ST | Non-lead - Copper | On site inspection only | Non-lead - Copper | No | On site inspection only | Single family | [9 empty] | Non-Lead
| 952 OREGON WAY | Non-lead - Copper | On site inspection only | Non-lead - Copper | No | On site inspection only | Single family | [9 empty] | Non-Lead
| 492 MUIRFIELD LN | Non-lead - Copper | On site inspection only | Non-lead - Copper | No | On site inspection only | Single family | [9 empty] | Non-Lead
| 746 FAIRWOOD CRES | Non-lead - Copper | On site inspection only | Non-lead - Copper | No | On site inspection only | Single family | [9 empty] | Non-Lead
| 255 S CASCADE DR | Non-lead - Copper | On site inspection only | Non-lead - Copper | No | On site inspection only | Single family | [9 empty] | Non-Lead
| 1312 PRINCETON RD | Non-lead - Copper | On site inspection only | Non-lead - Copper | No | On site inspection only | Single family | [9 empty] | Non-Lead
| 1273 QUINN RD | Non-lead - Copper | On site inspection only | Non-lead - Copper | No | On site inspection only | Single family | [9 empty] | Non-Lead
| 2855 HAZELNUT DR | Non-lead - Copper | On site inspection only | Non-lead - Copper | No | On site inspection only | Single family | [9 empty] | Non-Lead
| 360 S COLUMBIA DR | Non-lead - Copper | On site inspection only | Non-lead - Copper | No | On site inspection only | Single family | [9 empty] | Non-Lead
| 1547 UMPQUA PL | Non-lead - Copper | On site inspection only | Non-lead - Copper | No | On site inspection only | Single family | [9 empty] | Non-Lead
| 1120 PRINCETON RD | Non-lead - Copper | On site inspection only | Non-lead - Copper | No | On site inspection only | Single family | [9 empty] | Non-Lead
| 1664 QUINN RD | Non-lead - Copper | On site inspection only | Non-lead - Copper | No | On site inspection only | Single family | [9 empty] | Non-Lead
| 654 OREGON WAY | Non-lead - Copper | On site inspection only | Non-lead - Copper | No | On site inspection only | Single family | [9 empty] | Non-Lead
| 2836 TUKWILA DR | Non-lead - Copper | On site inspection only | Non-lead - Copper | No | On site inspection only | Single family | [9 empty] | Non-Lead
| 737 TUKWILA DR | Non-lead - Copper | On site inspection only | Non-lead - Copper | No | On site inspection only | Single family | [9 empty] | Non-Lead
| 2832 OLYMPIC ST | Non-lead - Copper | On site inspection only | Non-lead - Copper | No | On site inspection only | Single family | [9 empty] | Non-Lead
| 1663 SALLAL RD | Non-lead - Copper | On site inspection only | Non-lead - Copper | No | On site inspection only | Single family | [9 empty] | Non-Lead
| 940 TUKWILA DR | Non-lead - Copper | On site inspection only | Non-lead - Copper | No | On site inspection only | Single family | [9 empty] | Non-Lead
| 1470 PRINCETON RD | Non-lead - Copper | On site inspection only | Non-lead - Copper | No | On site inspection only | Single family | [9 empty] | Non-Lead
| 179 S COLUMBIA DR | Non-lead - Copper | On site inspection only | Non-lead - Copper | No | On site inspection only | Single family | [9 empty] | Non-Lead
| 1483 AUDREY WAY | Non-lead - Copper | On site inspection only | Non-lead - Copper | No | On site inspection only | Single family | [9 empty] | Non-Lead
| 1323 RANDOLPH RD | Non-lead - Copper | On site inspection only | Non-lead - Copper | No | On site inspection only | Single family | [9 empty] | Non-Lead
| 1965 HARDCASTLE AVE | Non-lead - Copper | On site inspection only | Galvanized (Iron or Steel) | No | On site inspection only | Single family | [9 empty] | Non-Lead
| 1244 RANDOLPH RD | Non-lead - Copper | On site inspection only | Non-lead - Copper | No | On site inspection only | Single family | [9 empty] | Non-Lead
| 1987 LILAC WAY | Non-lead - Copper | On site inspection only | Non-lead - Copper | No | On site inspection only | Single family | [9 empty] | Non-Lead
| 1453 ASTOR WAY | Non-lead - Copper | On site inspection only | Non-lead - Plastic | No | Records only | Single family | [9 empty] | Non-Lead
| 512 TUKWILA DR | Non-lead - Copper | On site inspection only | Non-lead - Copper | No | On site inspection only | Single family | [9 empty] | Non-Lead
| 1175 GOOSE CREEK RD | Non-lead - Copper | On site inspection only | Non-lead - Copper | No | On site inspection only | Single family | [9 empty] | Non-Lead
| 1215 STANFIELD RD | Non-lead - Copper | On site inspection only | Non-lead - Copper | No | On site inspection only | Single family | [9 empty] | Non-Lead
| 1240 INDEPENDENCE AVE | Non-lead - Copper | On site inspection only | Non-lead - Copper | No | On site inspection only | Single family | [9 empty] | Non-Lead
| 345 BRIDLEWOOD LN | Non-lead - Copper | On site inspection only | Non-lead - Copper | No | On site inspection only | Single family | [9 empty] | Non-Lead
| 1219 HENRY'S BLVD | Non-lead - Copper | On site inspection only | Non-lead - Copper | No | On site inspection only | Single family | [9 empty] | Non-Lead
| 1720 TEN OAKS LN | Non-lead - Copper | On site inspection only | Non-lead - Copper | No | On site inspection only | Single family | [9 empty] | Non-Lead
| 270 MARSHALL ST | Non-lead - Copper | On site inspection only | Non-lead - Copper | No | On site inspection only | Single family | [9 empty] | Non-Lead
| 1124 FOXGLOVE ST | Non-lead - Copper | On site inspection only | Non-lead - Copper | No | On site inspection only | Single family | [9 empty] | Non-Lead
| 2940 OXFORD ST | Non-lead - Copper | On site inspection only | Non-lead - Copper | No | On site inspection only | Single family | [9 empty] | Non-Lead
| 1460 KEVIN CT | Non-lead - Copper | On site inspection only | Non-lead - Copper | No | On site inspection only | Single family | [9 empty] | Non-Lead
| 590 BRYAN ST | Non-lead - Copper | On site inspection only | Non-lead - Copper | No | On site inspection only | Single family | [9 empty] | Non-Lead
| 1245 PARKVIEW CT | Non-lead - Copper | On site inspection only | Non-lead - Copper | No | On site inspection only | Single family | [9 empty] | Non-Lead
| 1497 FOXGLOVE ST | Non-lead - Copper | On site inspection only | Non-lead - Plastic | No | On site inspection only | Single family | [9 empty] | Non-Lead
| 1185 PARK CIR | Non-lead - Copper | On site inspection only | Non-lead - Copper | No | On site inspection only | Single family | [9 empty] | Non-Lead
| 1041 KENNEDY ST | Non-lead - Copper | On site inspection only | Non-lead - Plastic | No | On site inspection only | Single family | [9 empty] | Non-Lead
| 274 SYCAMORE AVE | Non-lead - Copper | On site inspection only | Non-lead - Copper | No | On site inspection only | Single family | [9 empty] | Non-Lead
| 1932 KILLIAN SPRING DR | Non-lead - Copper | On site inspection only | Non-lead - Plastic | No | On site inspection only | Single family | [9 empty] | Non-Lead
| 197 TOUT ST | Non-lead - Copper | On site inspection only | Non-lead - Copper | No | On site inspection only | Single family | [9 empty] | Non-Lead
| 765 ELANA WAY | Non-lead - Copper | On site inspection only | Non-lead - Copper | No | On site inspection only | Single family | [9 empty] | Non-Lead
| 978 CORBY ST | Non-lead - Copper | On site inspection only | Non-lead - Copper | No | On site inspection only | Single family | [9 empty] | Non-Lead
| 1321 ROBERT ST | Non-lead - Copper | On site inspection only | Non-lead - Copper | No | On site inspection only | Single family | [9 empty] | Non-Lead
| 1432 ARLINGTON AVE | Non-lead - Copper | On site inspection only | Non-lead - Copper | No | On site inspection only | Single family | [9 empty] | Non-Lead
| 503 OATS ST | Non-lead - Copper | On site inspection only | Non-lead - Plastic | No | On site inspection only | Single family | [9 empty] | Non-Lead
| 1311 ASTOR WAY | Non-lead - Copper | On site inspection only | Non-lead - Copper | No | On site inspection only | Single family | [9 empty] | Non-Lead
| 370 W CLACKAMAS CIR | Non-lead - Copper | On site inspection only | Non-lead - Copper | No | On site inspection only | Single family | [9 empty] | Non-Lead
| 612 N CASCADE DR #17 | Non-lead - Copper | On site inspection only | Galvanized (Iron or Steel) | No | On site inspection only | Single family | [9 empty] | Non-Lead
| 2060 UMPQUA RD | Non-lead - Copper | On site inspection only | Non-lead - Copper | No | On site inspection only | Single family | [9 empty] | Non-Lead
| 2536 MERIDIAN CT | Non-lead - Copper | On site inspection only | Non-lead - Copper | No | On site inspection only | Single family | [9 empty] | Non-Lead
| 451 E CLACKAMAS CIR | Non-lead - Copper | On site inspection only | Non-lead - Copper | No | On site inspection only | Single family | [9 empty] | Non-Lead
| 1740 TOMLIN AVE | Non-lead - Copper | On site inspection only | Non-lead - Copper | No | On site inspection only | Single family | [9 empty] | Non-Lead
| 129 W CLACKAMAS CIR | Non-lead - Copper | On site inspection only | Non-lead - Copper | No | On site inspection only | Single family | [9 empty] | Non-Lead
| 815 CHURCH ST | Non-lead - Copper | On site inspection only | Non-lead - Copper | No | On site inspection only | Single family | [9 empty] | Non-Lead
| 612 N CASCADE DR #73 | Non-lead - Copper | On site inspection only | Non-lead - Copper | No | On site inspection only | Single family | [9 empty] | Non-Lead
| 485 S SETTLEMIER AVE | Non-lead - Copper | On site inspection only | Non-lead - Copper | No | On site inspection only | Single family | [9 empty] | Non-Lead
| 2737 HAZELNUT DR | Non-lead - Copper | On site inspection only | Non-lead - Copper | No | On site inspection only | Single family | [9 empty] | Non-Lead
| 810 E CLEVELAND ST | Non-lead - Copper | On site inspection only | Non-lead - Copper | No | On site inspection only | Single family | [9 empty] | Non-Lead
| 1255 TIERRA LYNN DR | Non-lead - Copper | On site inspection only | Non-lead - Copper | No | On site inspection only | Single family | [9 empty] | Non-Lead
| 1395 VANDERBECK LN | Non-lead - Copper | On site inspection only | Non-lead - Copper | No | On site inspection only | Single family | [9 empty] | Non-Lead
| 2325 OREGON CT | Non-lead - Copper | On site inspection only | Non-lead - Copper | No | On site inspection only | Single family | [9 empty] | Non-Lead
| 672 FAIRWOOD CRES | Non-lead - Copper | On site inspection only | Non-lead - Copper | No | On site inspection only | Single family | [9 empty] | Non-Lead
| 360 KILLIAN SPRING DR | Non-lead - Copper | On site inspection only | Non-lead - Plastic | No | On site inspection only | Single family | [9 empty] | Non-Lead
| 1720 WOODLAND AVE | Non-lead - Copper | On site inspection only | Non-lead - Copper | No | On site inspection only | Single family | [9 empty] | Non-Lead
| 1228 RANDOLPH RD | Non-lead - Copper | On site inspection only | Non-lead - Copper | No | On site inspection only | Single family | [9 empty] | Non-Lead
| 1015 MCKINLEY ST | Non-lead - Copper | On site inspection only | Non-lead - Copper | No | On site inspection only | Single family | [9 empty] | Non-Lead
| 569 GARFIELD ST | Non-lead - Copper | On site inspection only | Non-lead - Copper | No | On site inspection only | Single family | [9 empty] | Non-Lead
| 252 WILLOW AVE | Non-lead - Copper | On site inspection only | Non-lead - Copper | No | On site inspection only | Single family | [9 empty] | Non-Lead
| 355 TURNBERRY AVE | Non-lead - Copper | On site inspection only | Non-lead - Copper | No | On site inspection only | Single family | [9 empty] | Non-Lead
| 240 MARSHALL CT | Non-lead - Copper | On site inspection only | Non-lead - Copper | No | On site inspection only | Single family | [9 empty] | Non-Lead
| 2220 W SANTIAM DR | Non-lead - Copper | On site inspection only | Non-lead - Copper | No | On site inspection only | Single family | [9 empty] | Non-Lead
| 1452 QUINN RD | Non-lead - Copper | On site inspection only | Non-lead - Copper | No | On site inspection only | Single family | [9 empty] | Non-Lead
| 20 TIERRA LYNN CT | Non-lead - Copper | On site inspection only | Non-lead - Copper | No | On site inspection only | Single family | [9 empty] | Non-Lead
| 503 COZY WAY | Non-lead - Copper | On site inspection only | Non-lead - Plastic | No | On site inspection only | Single family | [9 empty] | Non-Lead
| 1019 JOHNSON ST | Non-lead - Copper | On site inspection only | Non-lead - Copper | No | On site inspection only | Single family | [9 empty] | Non-Lead
| 1007 WILLIAMS AVE | Non-lead - Copper | On site inspection only | Non-lead - Copper | No | On site inspection only | Single family | [9 empty] | Non-Lead
| 1640 THOMPSON RD | Non-lead - Copper | On site inspection only | Non-lead - Copper | No | On site inspection only | Single family | [9 empty] | Non-Lead
| 1379 HAMPTON WAY | Non-lead - Copper | On site inspection only | Non-lead - Plastic | No | Records only | Single family | [9 empty] | Non-Lead
| 404 S COLUMBIA DR | Non-lead - Copper | On site inspection only | Non-lead - Copper | No | On site inspection only | Single family | [9 empty] | Non-Lead
| 799 GATCH ST | Non-lead - Copper | On site inspection only | Non-lead - Copper | No | On site inspection only | Single family | [9 empty] | Non-Lead
| 1643 THOMPSON RD | Non-lead - Copper | On site inspection only | Non-lead - Copper | No | On site inspection only | Single family | [9 empty] | Non-Lead
| 840 HERMANSON ST | Non-lead - Copper | On site inspection only | Non-lead - Copper | No | On site inspection only | Single family | [9 empty] | Non-Lead
| 1565 SALLAL CT | Non-lead - Copper | On site inspection only | Non-lead - Copper | No | On site inspection only | Single family | [9 empty] | Non-Lead
| 1195 PARK CIR | Non-lead - Copper | On site inspection only | Non-lead - Copper | No | On site inspection only | Single family | [9 empty] | Non-Lead
| 1107 PRINCETON RD | Non-lead - Copper | On site inspection only | Non-lead - Copper | No | On site inspection only | Single family | [9 empty] | Non-Lead
| 1456 ARLINGTON AVE | Non-lead - Copper | On site inspection only | Non-lead - Copper | No | On site inspection only | Single family | [9 empty] | Non-Lead
| 725 GARFIELD ST | Non-lead - Copper | On site inspection only | Non-lead - Copper | No | On site inspection only | Single family | [9 empty] | Non-Lead
| 1476 WALTON WAY | Non-lead - Copper | On site inspection only | Non-lead - Copper | No | On site inspection only | Single family | [9 empty] | Non-Lead
| 1311 MULBERRY DR | Non-lead - Copper | On site inspection only | Non-lead - Copper | No | On site inspection only | Single family | [9 empty] | Non-Lead
| 569 N SETTLEMIER AVE | Non-lead - Copper | On site inspection only | Non-lead - Copper | No | On site inspection only | Single family | [9 empty] | Non-Lead
| 1610 THOMPSON RD | Non-lead - Copper | On site inspection only | Non-lead - Copper | No | On site inspection only | Single family | [9 empty] | Non-Lead
| 2110 COUNTRY CLUB RD | Non-lead - Copper | On site inspection only | Non-lead - Copper | No | On site inspection only | Single family | [9 empty] | Non-Lead
| 11838 NE CHATEAU DR | Non-lead - Copper | On site inspection only | Galvanized (Iron or Steel) | No | On site inspection only | Single family | [9 empty] | Non-Lead
| 919 CHURCH ST | Non-lead - Copper | On site inspection only | Non-lead - Copper | No | On site inspection only | Single family | [9 empty] | Non-Lead
| 413 WILLOW AVE | Non-lead - Copper | On site inspection only | Non-lead - Copper | No | On site inspection only | Single family | [9 empty] | Non-Lead
| 40 SMITH CT | Non-lead - Copper | On site inspection only | Non-lead - Copper | No | On site inspection only | Single family | [9 empty] | Non-Lead
| 1004 THIRD ST | Non-lead - Copper | On site inspection only | Non-lead - Copper | No | On site inspection only | Single family | [9 empty] | Non-Lead
| 596 DOUD ST | Non-lead - Copper | On site inspection only | Non-lead - Copper | No | On site inspection only | Single family | [9 empty] | Non-Lead
| 2219 W SANTIAM DR | Non-lead - Copper | On site inspection only | Non-lead - Copper | No | On site inspection only | Single family | [9 empty] | Non-Lead
| 420 S CASCADE DR | Non-lead - Copper | On site inspection only | Non-lead - Copper | No | On site inspection only | Single family | [9 empty] | Non-Lead
| 821 STARK ST | Non-lead - Copper | On site inspection only | Non-lead - Copper | No | On site inspection only | Single family | [9 empty] | Non-Lead
| 2786 CHAMPIONSHIP DR | Non-lead - Copper | On site inspection only | Non-lead - Copper | No | On site inspection only | Single family | [9 empty] | Non-Lead
| 503 IRONWOOD TER | Non-lead - Copper | On site inspection only | Non-lead - Copper | No | On site inspection only | Single family | [9 empty] | Non-Lead
| 795 HARDCASTLE AVE | Non-lead - Copper | On site inspection only | Galvanized (Iron or Steel) | No | On site inspection only | Single family | [9 empty] | Non-Lead
| 923 WILLOW AVE | Non-lead - Copper | On site inspection only | Non-lead - Copper | No | On site inspection only | Single family | [9 empty] | Non-Lead
| 260 BROWN ST | Non-lead - Copper | On site inspection only | Non-lead - Copper | No | On site inspection only | Single family | [9 empty] | Non-Lead
| 1839 WOODLAND AVE | Non-lead - Copper | On site inspection only | Non-lead - Copper | No | On site inspection only | Single family | [9 empty] | Non-Lead
| 1237 GOOSE CREEK RD | Non-lead - Copper | On site inspection only | Non-lead - Copper | No | On site inspection only | Single family | [9 empty] | Non-Lead
| 1211 ELANA DR | Non-lead - Copper | On site inspection only | Non-lead - Copper | No | On site inspection only | Single family | [9 empty] | Non-Lead
| 1029 PARK AVE | Non-lead - Copper | On site inspection only | Non-lead - Copper | No | On site inspection only | Single family | [9 empty] | Non-Lead
| 3385 LINDA ST | Non-lead - Copper | On site inspection only | Non-lead - Copper | No | On site inspection only | Single family | [9 empty] | Non-Lead
| 756 E LINCOLN ST | Non-lead - Copper | On site inspection only | Non-lead - Copper | No | On site inspection only | Single family | [9 empty] | Non-Lead
| 324 GATCH ST | Non-lead - Copper | On site inspection only | Non-lead - Copper | No | On site inspection only | Single family | [9 empty] | Non-Lead
| 330 WORKMAN DR | Non-lead - Copper | On site inspection only | Non-lead - Copper | No | On site inspection only | Single family | [9 empty] | Non-Lead
| 784 HARRISON ST | Non-lead - Copper | On site inspection only | Non-lead - Plastic | No | Records only | Single family | [9 empty] | Non-Lead
| 209 E CLACKAMAS CIR | Non-lead - Copper | On site inspection only | Non-lead - Copper | No | On site inspection only | Single family | [9 empty] | Non-Lead
| 754 FAIRWOOD CRES | Non-lead - Copper | On site inspection only | Non-lead - Copper | No | On site inspection only | Single family | [9 empty] | Non-Lead
| 223 OLIVE AVE | Non-lead - Copper | On site inspection only | Non-lead - Copper | No | On site inspection only | Single family | [9 empty] | Non-Lead
| 583 W HAYES ST | Non-lead - Copper | On site inspection only | Non-lead - Copper | No | On site inspection only | Single family | [9 empty] | Non-Lead
| 1209 DAYLILY ST | Non-lead - Copper | On site inspection only | Non-lead - Copper | No | On site inspection only | Single family | [9 empty] | Non-Lead
| 2051 SMITH DR | Non-lead - Copper | On site inspection only | Non-lead - Plastic | No | On site inspection only | Single family | [9 empty] | Non-Lead
| 402 OAK ST | Non-lead - Copper | On site inspection only | Non-lead - Copper | No | On site inspection only | Single family | [9 empty] | Non-Lead
| 363 AKSENIA ST | Non-lead - Copper | On site inspection only | Non-lead - Copper | No | On site inspection only | Single family | [9 empty] | Non-Lead
| 1627 PARK AVE | Non-lead - Copper | On site inspection only | Non-lead - Copper | No | On site inspection only | Single family | [9 empty] | Non-Lead
| 748 YOUNG ST | Non-lead - Copper | On site inspection only | Non-lead - Copper | No | On site inspection only | Single family | [9 empty] | Non-Lead
| 927 NUGGET CT | Non-lead - Copper | On site inspection only | Non-lead - Copper | No | On site inspection only | Single family | [9 empty] | Non-Lead
| 1215 JUDY ST | Non-lead - Copper | On site inspection only | Non-lead - Copper | No | On site inspection only | Single family | [9 empty] | Non-Lead
| 324 CHARLES ST | Non-lead - Copper | On site inspection only | Non-lead - Copper | No | On site inspection only | Single family | [9 empty] | Non-Lead
| 625 W HAYES ST | Non-lead - Copper | On site inspection only | Non-lead - Copper | No | On site inspection only | Single family | [9 empty] | Non-Lead
| 894 OGLE ST | Non-lead - Copper | On site inspection only | Non-lead - Copper | No | On site inspection only | Single family | [9 empty] | Non-Lead
| 1227 PARK AVE | Non-lead - Copper | On site inspection only | Non-lead - Copper | No | On site inspection only | Single family | [9 empty] | Non-Lead
| 1051 ORCHARD LN | Non-lead - Copper | On site inspection only | Non-lead - Copper | No | On site inspection only | Single family | [9 empty] | Non-Lead
| 1020 NEWBERG HWY | Non-lead - Copper | On site inspection only | Non-lead - Copper | No | On site inspection only | Single family | [9 empty] | Non-Lead
| 755 KELOWNA ST | Non-lead - Copper | On site inspection only | Non-lead - Copper | No | On site inspection only | Single family | [9 empty] | Non-Lead
| 640 BROWN ST | Non-lead - Copper | On site inspection only | Non-lead - Copper | No | On site inspection only | Single family | [9 empty] | Non-Lead
| 1674 GRANITE ST | Non-lead - Copper | On site inspection only | Non-lead - Plastic | No | On site inspection only | Single family | [9 empty] | Non-Lead
| 363 BRADLEY ST | Non-lead - Copper | On site inspection only | Non-lead - Copper | No | On site inspection only | Single family | [9 empty] | Non-Lead
| 1005 PANA ST | Non-lead - Copper | On site inspection only | Non-lead - Copper | No | On site inspection only | Single family | [9 empty] | Non-Lead
| 518 COZY WAY | Non-lead - Copper | On site inspection only | Non-lead - Plastic | No | On site inspection only | Single family | [9 empty] | Non-Lead
| 2254 KILLIAN SPRING DR | Non-lead - Copper | On site inspection only | Non-lead - Plastic | No | On site inspection only | Single family | [9 empty] | Non-Lead
| 325 GATCH ST | Non-lead - Copper | On site inspection only | Non-lead - Copper | No | On site inspection only | Single family | [9 empty] | Non-Lead
| 692 THOMAS WAY | Non-lead - Copper | On site inspection only | Non-lead - Plastic | No | On site inspection only | Single family | [9 empty] | Non-Lead
| 3161 LINDA ST | Non-lead - Copper | On site inspection only | Non-lead - Copper | No | On site inspection only | Single family | [9 empty] | Non-Lead
| 256 BAYLOR DR | Non-lead - Copper | On site inspection only | Non-lead - Copper | No | On site inspection only | Single family | [9 empty] | Non-Lead
| 1535 ALEXANDRA AVE | Non-lead - Copper | On site inspection only | Non-lead - Copper | No | On site inspection only | Single family | [9 empty] | Non-Lead
| 646 HALL ST | Non-lead - Copper | On site inspection only | Non-lead - Copper | No | On site inspection only | Single family | [9 empty] | Non-Lead
| 735 MAPLEWOOD CT | Non-lead - Copper | On site inspection only | Non-lead - Copper | No | On site inspection only | Single family | [9 empty] | Non-Lead
| 2603 HERSHBERGER AVE | Non-lead - Copper | On site inspection only | Non-lead - Plastic | No | On site inspection only | Single family | [9 empty] | Non-Lead
| 1284 BLAINE ST | Non-lead - Copper | On site inspection only | Non-lead - Copper | No | On site inspection only | Single family | [9 empty] | Non-Lead
| 360 STARK CT | Non-lead - Copper | On site inspection only | Non-lead - Copper | No | On site inspection only | Single family | [9 empty] | Non-Lead
| 820 HERMANSON ST | Non-lead - Copper | On site inspection only | Non-lead - Copper | No | On site inspection only | Single family | [9 empty] | Non-Lead
| 293 PALM AVE | Non-lead - Copper | On site inspection only | Non-lead - Copper | No | On site inspection only | Single family | [9 empty] | Non-Lead
| 700 BROWN ST | Non-lead - Copper | On site inspection only | Non-lead - Copper | No | On site inspection only | Single family | [9 empty] | Non-Lead
| 567 PARADISE ST | Non-lead - Copper | On site inspection only | Non-lead - Copper | No | On site inspection only | Single family | [9 empty] | Non-Lead
| 159 E HAYES ST | Non-lead - Copper | On site inspection only | Non-lead - Copper | No | On site inspection only | Single family | [9 empty] | Non-Lead
| 2776 CREIGHTON ST | Non-lead - Copper | On site inspection only | Non-lead - Plastic | No | On site inspection only | Single family | [9 empty] | Non-Lead
| 615 HALL ST | Non-lead - Copper | On site inspection only | Non-lead - Copper | No | On site inspection only | Single family | [9 empty] | Non-Lead
| 390 ANDREA CT | Non-lead - Copper | On site inspection only | Non-lead - Copper | No | On site inspection only | Single family | [9 empty] | Non-Lead
| 1035 TIERRA LYNN DR | Non-lead - Copper | On site inspection only | Non-lead - Copper | No | On site inspection only | Single family | [9 empty] | Non-Lead
| 1918 KILLIAN SPRING DR | Non-lead - Copper | On site inspection only | Non-lead - Plastic | No | On site inspection only | Single family | [9 empty] | Non-Lead
| 823 N SECOND ST | Non-lead - Copper | On site inspection only | Non-lead - Copper | No | On site inspection only | Single family | [9 empty] | Non-Lead
| 3226 OXFORD ST | Non-lead - Copper | On site inspection only | Non-lead - Copper | No | On site inspection only | Single family | [9 empty] | Non-Lead
| 791 LEASURE ST | Non-lead - Copper | On site inspection only | Non-lead - Copper | No | On site inspection only | Single family | [9 empty] | Non-Lead
| 1230 JACOB ST | Non-lead - Copper | On site inspection only | Non-lead - Copper | No | On site inspection only | Single family | [9 empty] | Non-Lead
| 895 E LINCOLN ST B | Non-lead - Copper | On site inspection only | Non-lead - Copper | No | On site inspection only | Single family | [9 empty] | Non-Lead
| 1130 FIFTH ST | Non-lead - Copper | On site inspection only | Non-lead - Copper | No | On site inspection only | Single family | [9 empty] | Non-Lead
| 1444 HARDCASTLE AVE | Non-lead - Copper | On site inspection only | Non-lead - Copper | No | On site inspection only | Single family | [9 empty] | Non-Lead
| 831 PANA ST | Non-lead - Copper | On site inspection only | Non-lead - Copper | No | On site inspection only | Single family | [9 empty] | Non-Lead
| 875 ELANA WAY | Non-lead - Copper | On site inspection only | Non-lead - Copper | No | On site inspection only | Single family | [9 empty] | Non-Lead
| 2602 DUKE ST | Non-lead - Copper | On site inspection only | Non-lead - Plastic | No | On site inspection only | Single family | [9 empty] | Non-Lead
| 1397 DAHLIA ST | Non-lead - Copper | On site inspection only | Non-lead - Plastic | No | On site inspection only | Single family | [9 empty] | Non-Lead
| 903 N FRONT ST | Non-lead - Copper | On site inspection only | Non-lead - Copper | No | On site inspection only | Single family | [9 empty] | Non-Lead
| 963 PANA ST | Non-lead - Copper | On site inspection only | Non-lead - Copper | No | On site inspection only | Single family | [9 empty] | Non-Lead
| 459 STARK ST | Non-lead - Copper | On site inspection only | Non-lead - Copper | No | On site inspection only | Single family | [9 empty] | Non-Lead
| 445 SMITH DR | Non-lead - Copper | On site inspection only | Non-lead - Copper | No | On site inspection only | Single family | [9 empty] | Non-Lead
| 1135 GREENVIEW DR | Non-lead - Copper | On site inspection only | Non-lead - Copper | No | On site inspection only | Single family | [9 empty] | Non-Lead
| 1122 EAGLE DR | Non-lead - Copper | On site inspection only | Non-lead - Copper | No | On site inspection only | Single family | [9 empty] | Non-Lead
| 948 NUGGET CT | Non-lead - Copper | On site inspection only | Non-lead - Copper | No | On site inspection only | Single family | [9 empty] | Non-Lead
| 2628 OXFORD ST | Non-lead - Copper | On site inspection only | Non-lead - Copper | No | On site inspection only | Single family | [9 empty] | Non-Lead
| 572 S SETTLEMIER AVE | Non-lead - Copper | On site inspection only | Non-lead - Copper | No | On site inspection only | Single family | [9 empty] | Non-Lead
| 1835 SMITH DR | Non-lead - Copper | On site inspection only | Non-lead - Plastic | No | On site inspection only | Single family | [9 empty] | Non-Lead
| 1700 TOMLIN AVE | Non-lead - Copper | On site inspection only | Non-lead - Copper | No | On site inspection only | Single family | [9 empty] | Non-Lead
| 424 TOOZE ST | Non-lead - Copper | On site inspection only | Non-lead - Copper | No | On site inspection only | Single family | [9 empty] | Non-Lead
| 1120 N SECOND ST | Non-lead - Copper | On site inspection only | Non-lead - Copper | No | On site inspection only | Single family | [9 empty] | Non-Lead
| 1209 INDEPENDENCE CT | Non-lead - Copper | On site inspection only | Non-lead - Plastic | No | Records only | Single family | [9 empty] | Non-Lead
| 1401 DAHLIA ST | Non-lead - Copper | On site inspection only | Non-lead - Plastic | No | On site inspection only | Single family | [9 empty] | Non-Lead
| 1221 MAYANNA DR | Non-lead - Copper | On site inspection only | Non-lead - Copper | No | On site inspection only | Single family | [9 empty] | Non-Lead
| 1422 DAYLILY ST | Non-lead - Copper | On site inspection only | Non-lead - Plastic | No | On site inspection only | Single family | [9 empty] | Non-Lead
| 1200 ROY AVE | Non-lead - Copper | On site inspection only | Non-lead - Copper | No | On site inspection only | Single family | [9 empty] | Non-Lead
| 2672 VASSER ST | Non-lead - Copper | On site inspection only | Non-lead - Copper | No | On site inspection only | Single family | [9 empty] | Non-Lead
| 151 PARR RD | Non-lead - Copper | On site inspection only | Non-lead - Copper | No | On site inspection only | Single family | [9 empty] | Non-Lead
| 320 GATCH ST | Non-lead - Copper | On site inspection only | Non-lead - Copper | No | On site inspection only | Single family | [9 empty] | Non-Lead
| 765 S PACIFIC HWY #37 | Non-lead - Copper | On site inspection only | Galvanized (Iron or Steel) | No | On site inspection only | Single family | [9 empty] | Non-Lead
| 2764 REVERE ST | Non-lead - Copper | On site inspection only | Non-lead - Copper | No | On site inspection only | Single family | [9 empty] | Non-Lead
| 1085 KELOWNA CT | Non-lead - Copper | On site inspection only | Non-lead - Copper | No | On site inspection only | Single family | [9 empty] | Non-Lead
| 555 S SETTLEMIER AVE | Non-lead - Copper | On site inspection only | Non-lead - Copper | No | On site inspection only | Single family | [9 empty] | Non-Lead
| 765 S PACIFIC HWY #27 | Non-lead - Copper | On site inspection only | Galvanized (Iron or Steel) | No | On site inspection only | Single family | [9 empty] | Non-Lead
| 890 BLAINE ST | Non-lead - Copper | On site inspection only | Non-lead - Copper | No | On site inspection only | Single family | [9 empty] | Non-Lead
| 1169 DAHLIA ST | Non-lead - Copper | On site inspection only | Non-lead - Plastic | No | On site inspection only | Single family | [9 empty] | Non-Lead
| 581 PARADISE ST | Non-lead - Copper | On site inspection only | Non-lead - Copper | No | On site inspection only | Single family | [9 empty] | Non-Lead
| 2537 HERON DR | Non-lead - Copper | On site inspection only | Non-lead - Copper | No | On site inspection only | Single family | [9 empty] | Non-Lead
| 680 HARRISON ST | Non-lead - Copper | On site inspection only | Non-lead - Copper | No | On site inspection only | Single family | [9 empty] | Non-Lead
| 1168 DAHLIA ST | Non-lead - Copper | On site inspection only | Non-lead - Plastic | No | On site inspection only | Single family | [9 empty] | Non-Lead
| 423 BEN BROWN LN | Non-lead - Copper | On site inspection only | Non-lead - Plastic | No | On site inspection only | Single family | [9 empty] | Non-Lead
| 1349 COOLEY RD | Non-lead - Copper | On site inspection only | Non-lead - Copper | No | On site inspection only | Single family | [9 empty] | Non-Lead
| 1175 HARDCASTLE AVE | Non-lead - Copper | On site inspection only | Non-lead - Copper | No | On site inspection only | Single family | [9 empty] | Non-Lead
| 344 YVONNE ST | Non-lead - Copper | On site inspection only | Non-lead - Plastic | No | On site inspection only | Single family | [9 empty] | Non-Lead
| 220 BROWN ST | Non-lead - Copper | On site inspection only | Non-lead - Copper | No | On site inspection only | Single family | [9 empty] | Non-Lead
| 517 W CLACKAMAS CIR | Non-lead - Copper | On site inspection only | Non-lead - Copper | No | On site inspection only | Single family | [9 empty] | Non-Lead
| 650 S COLUMBIA DR | Non-lead - Copper | On site inspection only | Non-lead - Copper | No | On site inspection only | Single family | [9 empty] | Non-Lead
| 223 BAYLOR DR | Non-lead - Copper | On site inspection only | Non-lead - Copper | No | On site inspection only | Single family | [9 empty] | Non-Lead
| 610 SMITH DR | Non-lead - Copper | On site inspection only | Non-lead - Copper | No | On site inspection only | Single family | [9 empty] | Non-Lead
| 1303 UMPQUA RD | Non-lead - Copper | On site inspection only | Non-lead - Copper | No | On site inspection only | Single family | [9 empty] | Non-Lead
| 1155 FOXGLOVE ST | Non-lead - Copper | On site inspection only | Non-lead - Plastic | No | On site inspection only | Single family | [9 empty] | Non-Lead
| 1590 NEWPORT WAY | Non-lead - Copper | On site inspection only | Non-lead - Copper | No | On site inspection only | Single family | [9 empty] | Non-Lead
| 958 MEADOWVALE LN | Non-lead - Copper | On site inspection only | Non-lead - Copper | No | On site inspection only | Single family | [9 empty] | Non-Lead
| 1366 ASTOR CT | Non-lead - Copper | On site inspection only | Non-lead - Copper | No | On site inspection only | Single family | [9 empty] | Non-Lead
| 949 DEER RUN | Non-lead - Copper | On site inspection only | Non-lead - Copper | No | On site inspection only | Single family | [9 empty] | Non-Lead
| 1935 SMITH DR | Non-lead - Copper | On site inspection only | Non-lead - Plastic | No | On site inspection only | Single family | [9 empty] | Non-Lead
| 2537 TRACY LN | Non-lead - Copper | On site inspection only | Non-lead - Copper | No | On site inspection only | Single family | [9 empty] | Non-Lead
| 451 SMITH DR | Non-lead - Copper | On site inspection only | Non-lead - Copper | No | On site inspection only | Single family | [9 empty] | Non-Lead
| 1068 N SECOND ST | Non-lead - Copper | On site inspection only | Non-lead - Copper | No | On site inspection only | Single family | [9 empty] | Non-Lead
| 3474 HAWTHORN CIR | Non-lead - Copper | On site inspection only | Non-lead - Copper | No | On site inspection only | Single family | [9 empty] | Non-Lead
| 330 S SETTLEMIER AVE | Non-lead - Copper | On site inspection only | Non-lead - Copper | No | On site inspection only | Single family | [9 empty] | Non-Lead
| 660 ELM ST | Non-lead - Copper | On site inspection only | Non-lead - Copper | No | On site inspection only | Single family | [9 empty] | Non-Lead
| 2523 CONCORD ST | Non-lead - Copper | On site inspection only | Non-lead - Copper | No | On site inspection only | Single family | [9 empty] | Non-Lead
| 681 FAIRWOOD CRES | Non-lead - Copper | On site inspection only | Non-lead - Copper | No | On site inspection only | Single family | [9 empty] | Non-Lead
| 486 INGLEWOOD LN | Non-lead - Copper | On site inspection only | Non-lead - Copper | No | On site inspection only | Single family | [9 empty] | Non-Lead
| 1180 NEWBERG HWY | Non-lead - Copper | On site inspection only | Non-lead - Copper | No | On site inspection only | Single family | [9 empty] | Non-Lead
| 3018 JONAH PL | Non-lead - Copper | On site inspection only | Non-lead - Copper | No | On site inspection only | Single family | [9 empty] | Non-Lead
| 1122 MCCALLUM LN | Non-lead - Copper | On site inspection only | Non-lead - Plastic | No | On site inspection only | Single family | [9 empty] | Non-Lead
| 575 OSTROM DR | Non-lead - Copper | On site inspection only | Non-lead - Plastic | No | On site inspection only | Single family | [9 empty] | Non-Lead
| 1572 TEN OAKS LN | Non-lead - Copper | On site inspection only | Non-lead - Copper | No | On site inspection only | Single family | [9 empty] | Non-Lead
| 1453 W HAYES ST | Non-lead - Copper | On site inspection only | Non-lead - Copper | No | On site inspection only | Single family | [9 empty] | Non-Lead
| 1320 ALETHA ST | Non-lead - Copper | On site inspection only | Non-lead - Copper | No | On site inspection only | Single family | [9 empty] | Non-Lead
| 1830 HARDCASTLE AVE | Non-lead - Copper | On site inspection only | Non-lead - Copper | No | On site inspection only | Single family | [9 empty] | Non-Lead
| 1583 QUINN RD | Non-lead - Copper | On site inspection only | Non-lead - Copper | No | On site inspection only | Single family | [9 empty] | Non-Lead
| 612 N CASCADE DR #89 | Non-lead - Copper | On site inspection only | Galvanized (Iron or Steel) | No | On site inspection only | Single family | [9 empty] | Non-Lead
| 1720 JANSEN WAY | Non-lead - Copper | On site inspection only | Non-lead - Copper | No | On site inspection only | Single family | [9 empty] | Non-Lead
| 2333 W HAYES ST | Non-lead - Copper | On site inspection only | Non-lead - Copper | No | On site inspection only | Single family | [9 empty] | Non-Lead
| 588 W CLACKAMAS CIR | Non-lead - Copper | On site inspection only | Non-lead - Copper | No | On site inspection only | Single family | [9 empty] | Non-Lead
| 2575 MILLER FARM RD | Non-lead - Copper | On site inspection only | Non-lead - Copper | No | On site inspection only | Single family | [9 empty] | Non-Lead
| 1570 AZTEC DR | Non-lead - Copper | On site inspection only | Non-lead - Copper | No | On site inspection only | Single family | [9 empty] | Non-Lead
| 1974 KILLIAN SPRING DR | Non-lead - Copper | On site inspection only | Non-lead - Plastic | No | On site inspection only | Single family | [9 empty] | Non-Lead
| 493 MONTGOMERY ST | Non-lead - Copper | On site inspection only | Non-lead - Copper | No | On site inspection only | Single family | [9 empty] | Non-Lead
| 1177 KENNEDY ST | Non-lead - Copper | On site inspection only | Non-lead - Copper | No | On site inspection only | Single family | [9 empty] | Non-Lead
| 850 ELANA WAY | Non-lead - Copper | On site inspection only | Non-lead - Copper | No | On site inspection only | Single family | [9 empty] | Non-Lead
| 2565 HERSHBERGER AVE | Non-lead - Copper | On site inspection only | Non-lead - Plastic | No | On site inspection only | Single family | [9 empty] | Non-Lead
| 1136 PARK CIR | Non-lead - Copper | On site inspection only | Non-lead - Copper | No | On site inspection only | Single family | [9 empty] | Non-Lead
| 1277 DAHLIA ST | Non-lead - Copper | On site inspection only | Non-lead - Plastic | No | On site inspection only | Single family | [9 empty] | Non-Lead
| 497 E LINCOLN ST | Non-lead - Copper | On site inspection only | Non-lead - Copper | No | On site inspection only | Single family | [9 empty] | Non-Lead
| 1645 W HAYES ST | Non-lead - Copper | On site inspection only | Non-lead - Copper | No | On site inspection only | Single family | [9 empty] | Non-Lead
| 560 WARREN WAY | Non-lead - Copper | On site inspection only | Non-lead - Copper | No | On site inspection only | Single family | [9 empty] | Non-Lead
| 590 SMITH DR | Non-lead - Copper | On site inspection only | Non-lead - Copper | No | On site inspection only | Single family | [9 empty] | Non-Lead
| 1123 MCKINLEY ST | Non-lead - Copper | On site inspection only | Non-lead - Copper | No | On site inspection only | Single family | [9 empty] | Non-Lead
| 544 WHEAT ST | Non-lead - Copper | On site inspection only | Non-lead - Plastic | No | On site inspection only | Single family | [9 empty] | Non-Lead
| 902 SMITH DR | Non-lead - Copper | On site inspection only | Non-lead - Plastic | No | On site inspection only | Single family | [9 empty] | Non-Lead
| 1566 AZTEC DR | Non-lead - Copper | On site inspection only | Non-lead - Copper | No | On site inspection only | Single family | [9 empty] | Non-Lead
| 1120 COUNTRY LN | Non-lead - Copper | On site inspection only | Non-lead - Copper | No | On site inspection only | Single family | [9 empty] | Non-Lead
| 780 CHURCH ST | Non-lead - Copper | On site inspection only | Non-lead - Copper | No | On site inspection only | Single family | [9 empty] | Non-Lead
| 1235 BROWN ST | Non-lead - Copper | On site inspection only | Non-lead - Plastic | No | On site inspection only | Single family | [9 empty] | Non-Lead
| 1059 BRYAN ST | Non-lead - Copper | On site inspection only | Non-lead - Copper | No | On site inspection only | Single family | [9 empty] | Non-Lead
| 1184 DAHLIA ST | Non-lead - Copper | On site inspection only | Non-lead - Plastic | No | On site inspection only | Single family | [9 empty] | Non-Lead
| 790 ELANA WAY | Non-lead - Copper | On site inspection only | Non-lead - Copper | No | On site inspection only | Single family | [9 empty] | Non-Lead
| 270 BAYLOR DR | Non-lead - Copper | On site inspection only | Non-lead - Copper | No | On site inspection only | Single family | [9 empty] | Non-Lead
| 1184 BLAINE ST | Non-lead - Copper | On site inspection only | Non-lead - Copper | No | On site inspection only | Single family | [9 empty] | Non-Lead
| 1055 FIFTH ST | Non-lead - Copper | On site inspection only | Non-lead - Copper | No | On site inspection only | Single family | [9 empty] | Non-Lead
| 709 YOUNG ST | Non-lead - Copper | On site inspection only | Non-lead - Copper | No | On site inspection only | Single family | [9 empty] | Non-Lead
| 447 ELM ST | Non-lead - Copper | On site inspection only | Non-lead - Copper | No | On site inspection only | Single family | [9 empty] | Non-Lead
| 475 S FRONT ST | Non-lead - Copper | On site inspection only | Non-lead - Copper | No | On site inspection only | Single family | [9 empty] | Non-Lead
| 296 OSWALD ST | Non-lead - Copper | On site inspection only | Non-lead - Copper | No | On site inspection only | Single family | [9 empty] | Non-Lead
| 2657 HERSHBERGER AVE | Non-lead - Copper | On site inspection only | Non-lead - Plastic | No | On site inspection only | Single family | [9 empty] | Non-Lead
| 294 STARK ST | Non-lead - Copper | On site inspection only | Non-lead - Copper | No | On site inspection only | Single family | [9 empty] | Non-Lead
| 553 PARADISE ST | Non-lead - Copper | On site inspection only | Non-lead - Copper | No | On site inspection only | Single family | [9 empty] | Non-Lead
| 855 JOHNSON ST | Non-lead - Copper | On site inspection only | Non-lead - Copper | No | On site inspection only | Single family | [9 empty] | Non-Lead
| 1210 W LINCOLN ST | Non-lead - Copper | On site inspection only | Non-lead - Copper | No | On site inspection only | Single family | [9 empty] | Non-Lead
| 575 N SETTLEMIER AVE | Non-lead - Copper | On site inspection only | Non-lead - Copper | No | On site inspection only | Single family | [9 empty] | Non-Lead
| 379 HARDCASTLE AVE | Non-lead - Copper | On site inspection only | Non-lead - Copper | No | On site inspection only | Single family | [9 empty] | Non-Lead
| 1111 FIFTH ST | Non-lead - Copper | On site inspection only | Non-lead - Copper | No | On site inspection only | Single family | [9 empty] | Non-Lead
| 1526 GRANITE ST | Non-lead - Copper | On site inspection only | Non-lead - Plastic | No | On site inspection only | Single family | [9 empty] | Non-Lead
| 315 ANDREA CT | Non-lead - Copper | On site inspection only | Non-lead - Copper | No | On site inspection only | Single family | [9 empty] | Non-Lead
| 327 THIRD ST | Non-lead - Copper | On site inspection only | Non-lead - Copper | No | On site inspection only | Single family | [9 empty] | Non-Lead
| 1550 VAN LIEU CT | Non-lead - Copper | On site inspection only | Non-lead - Copper | No | On site inspection only | Single family | [9 empty] | Non-Lead
| 404 W CLEVELAND ST | Non-lead - Copper | On site inspection only | Non-lead - Copper | No | On site inspection only | Single family | [9 empty] | Non-Lead
| 765 S PACIFIC HWY #25 | Non-lead - Copper | On site inspection only | Galvanized (Iron or Steel) | No | On site inspection only | Single family | [9 empty] | Non-Lead
| 1245 PARK AVE | Non-lead - Copper | On site inspection only | Non-lead - Copper | No | On site inspection only | Single family | [9 empty] | Non-Lead
| 321 OSWALD ST | Non-lead - Copper | On site inspection only | Non-lead - Copper | No | On site inspection only | Single family | [9 empty] | Non-Lead
| 1822 MCCALLUM LN | Non-lead - Copper | On site inspection only | Non-lead - Plastic | No | On site inspection only | Single family | [9 empty] | Non-Lead
| 1492 FOXGLOVE ST | Non-lead - Copper | On site inspection only | Non-lead - Plastic | No | On site inspection only | Single family | [9 empty] | Non-Lead
| 1254 COMSTOCK WAY | Non-lead - Copper | On site inspection only | Non-lead - Copper | No | On site inspection only | Single family | [9 empty] | Non-Lead
| 3581 PALIMINO AVE | Non-lead - Copper | On site inspection only | Non-lead - Copper | No | On site inspection only | Single family | [9 empty] | Non-Lead
| 1432 QUINN RD | Non-lead - Copper | On site inspection only | Non-lead - Copper | No | On site inspection only | Single family | [9 empty] | Non-Lead
| 1165 MCKINLEY ST | Non-lead - Copper | On site inspection only | Non-lead - Copper | No | On site inspection only | Single family | [9 empty] | Non-Lead
| 1060 ASTOR WAY | Non-lead - Copper | On site inspection only | Non-lead - Copper | No | On site inspection only | Single family | [9 empty] | Non-Lead
| 1841 JANSEN WAY | Non-lead - Copper | On site inspection only | Non-lead - Copper | No | On site inspection only | Single family | [9 empty] | Non-Lead
| 1320 AMY CT | Non-lead - Copper | On site inspection only | Non-lead - Copper | No | On site inspection only | Single family | [9 empty] | Non-Lead
| 1324 ROBERT ST | Non-lead - Copper | On site inspection only | Non-lead - Copper | No | On site inspection only | Single family | [9 empty] | Non-Lead
| 633 W CLACKAMAS CIR | Non-lead - Copper | On site inspection only | Non-lead - Copper | No | On site inspection only | Single family | [9 empty] | Non-Lead
| 2209 COUNTRY CLUB TER | Non-lead - Copper | On site inspection only | Non-lead - Copper | No | On site inspection only | Single family | [9 empty] | Non-Lead
| 2127 W SANTIAM DR | Non-lead - Copper | On site inspection only | Non-lead - Copper | No | On site inspection only | Single family | [9 empty] | Non-Lead
| 2270 W HAYES ST | Non-lead - Copper | On site inspection only | Non-lead - Copper | No | On site inspection only | Single family | [9 empty] | Non-Lead
| 465 S COLUMBIA DR | Non-lead - Copper | On site inspection only | Non-lead - Copper | No | On site inspection only | Single family | [9 empty] | Non-Lead
| 1837 WOODLAND AVE | Non-lead - Copper | On site inspection only | Non-lead - Copper | No | On site inspection only | Single family | [9 empty] | Non-Lead
| 904 ASTOR WAY | Non-lead - Copper | On site inspection only | Non-lead - Copper | No | On site inspection only | Single family | [9 empty] | Non-Lead
| 575 IRONWOOD TER | Non-lead - Copper | On site inspection only | Non-lead - Copper | No | On site inspection only | Single family | [9 empty] | Non-Lead
| 1644 ASTOR WAY | Non-lead - Copper | On site inspection only | Non-lead - Copper | No | On site inspection only | Single family | [9 empty] | Non-Lead
| 3391 HAWTHORN CIR | Non-lead - Copper | On site inspection only | Non-lead - Copper | No | On site inspection only | Single family | [9 empty] | Non-Lead
| 953 WOODLAND AVE | Non-lead - Copper | On site inspection only | Non-lead - Copper | No | On site inspection only | Single family | [9 empty] | Non-Lead
| 353 S COLUMBIA DR | Non-lead - Copper | On site inspection only | Non-lead - Copper | No | On site inspection only | Single family | [9 empty] | Non-Lead
| 1710 THOMPSON RD | Non-lead - Copper | On site inspection only | Non-lead - Copper | No | On site inspection only | Single family | [9 empty] | Non-Lead
| 1635 PARK AVE | Non-lead - Copper | On site inspection only | Non-lead - Copper | No | On site inspection only | Single family | [9 empty] | Non-Lead
| 1165 DELLMOOR WAY | Non-lead - Copper | On site inspection only | Non-lead - Copper | No | On site inspection only | Single family | [9 empty] | Non-Lead
| 584 OGLE ST | Non-lead - Copper | On site inspection only | Non-lead - Copper | No | On site inspection only | Single family | [9 empty] | Non-Lead
| 349 HARDCASTLE AVE | Non-lead - Copper | On site inspection only | Non-lead - Copper | No | On site inspection only | Single family | [9 empty] | Non-Lead
| 680 TUKWILA DR | Non-lead - Copper | On site inspection only | Non-lead - Copper | No | On site inspection only | Single family | [9 empty] | Non-Lead
| 1358 GARDEN WAY | Non-lead - Copper | On site inspection only | Non-lead - Copper | No | On site inspection only | Single family | [9 empty] | Non-Lead
| 1991 ASTOR WAY | Non-lead - Copper | On site inspection only | Non-lead - Copper | No | On site inspection only | Single family | [9 empty] | Non-Lead
| 1468 WOODLAND AVE | Non-lead - Copper | On site inspection only | Non-lead - Copper | No | On site inspection only | Single family | [9 empty] | Non-Lead
| 1328 ALETHA ST | Non-lead - Copper | On site inspection only | Non-lead - Copper | No | On site inspection only | Single family | [9 empty] | Non-Lead
| 2245 COUNTRY CLUB TER | Non-lead - Copper | On site inspection only | Non-lead - Copper | No | On site inspection only | Single family | [9 empty] | Non-Lead
| 3635 SWEETWATER AVE | Non-lead - Copper | On site inspection only | Non-lead - Copper | No | On site inspection only | Single family | [9 empty] | Non-Lead
| 2703 OXFORD ST | Non-lead - Copper | On site inspection only | Non-lead - Copper | No | On site inspection only | Single family | [9 empty] | Non-Lead
| 2505 BEN BROWN DR | Non-lead - Copper | On site inspection only | Non-lead - Plastic | No | On site inspection only | Single family | [9 empty] | Non-Lead
| 1365 GREENVIEW DR | Non-lead - Copper | On site inspection only | Non-lead - Copper | No | On site inspection only | Single family | [9 empty] | Non-Lead
| 1063 ORCHARD LN | Non-lead - Copper | On site inspection only | Non-lead - Copper | No | On site inspection only | Single family | [9 empty] | Non-Lead
| 1741 UMPQUA RD | Non-lead - Copper | On site inspection only | Non-lead - Copper | No | On site inspection only | Single family | [9 empty] | Non-Lead
| 11833 NE CHATEAU DR | Non-lead - Copper | On site inspection only | Galvanized (Iron or Steel) | No | On site inspection only | Single family | [9 empty] | Non-Lead
| 1062 WILSON ST | Non-lead - Copper | On site inspection only | Non-lead - Copper | No | On site inspection only | Single family | [9 empty] | Non-Lead
| 3501 SWEETWATER AVE | Non-lead - Copper | On site inspection only | Non-lead - Copper | No | On site inspection only | Single family | [9 empty] | Non-Lead
| 2925 REED AVE | Non-lead - Copper | On site inspection only | Non-lead - Copper | No | On site inspection only | Single family | [9 empty] | Non-Lead
| 956 HERMANSON ST | Non-lead - Copper | On site inspection only | Non-lead - Copper | No | On site inspection only | Single family | [9 empty] | Non-Lead
| 455 BRADLEY ST | Non-lead - Copper | On site inspection only | Non-lead - Copper | No | On site inspection only | Single family | [9 empty] | Non-Lead
| 1397 SUNFLOWER ST | Non-lead - Copper | On site inspection only | Non-lead - Plastic | No | On site inspection only | Single family | [9 empty] | Non-Lead
| 633 WILSON ST | Non-lead - Copper | On site inspection only | Non-lead - Copper | No | On site inspection only | Single family | [9 empty] | Non-Lead
| 1256 KOTKA ST | Non-lead - Copper | On site inspection only | Non-lead - Copper | No | On site inspection only | Single family | [9 empty] | Non-Lead
| 2638 CREIGHTON ST | Non-lead - Copper | On site inspection only | Non-lead - Plastic | No | On site inspection only | Single family | [9 empty] | Non-Lead
| 1034 N SECOND ST | Non-lead - Copper | On site inspection only | Non-lead - Copper | No | On site inspection only | Single family | [9 empty] | Non-Lead
| 712 BLUE GRASS AVE | Non-lead - Copper | On site inspection only | Non-lead - Copper | No | On site inspection only | Single family | [9 empty] | Non-Lead
| 2330 OREGON CT | Non-lead - Copper | On site inspection only | Non-lead - Copper | No | On site inspection only | Single family | [9 empty] | Non-Lead
| 1546 AUDREY WAY | Non-lead - Copper | On site inspection only | Non-lead - Copper | No | On site inspection only | Single family | [9 empty] | Non-Lead
| 3196 STEVEN ST | Non-lead - Copper | On site inspection only | Non-lead - Copper | No | On site inspection only | Single family | [9 empty] | Non-Lead
| 1179 FOXGLOVE ST | Non-lead - Copper | On site inspection only | Non-lead - Plastic | No | On site inspection only | Single family | [9 empty] | Non-Lead
| 2211 BEN BROWN DR | Non-lead - Copper | On site inspection only | Non-lead - Plastic | No | On site inspection only | Single family | [9 empty] | Non-Lead
| 2582 BOSTON ST | Non-lead - Copper | On site inspection only | Non-lead - Copper | No | On site inspection only | Single family | [9 empty] | Non-Lead
| 915 DEER RUN | Non-lead - Copper | On site inspection only | Non-lead - Copper | No | On site inspection only | Single family | [9 empty] | Non-Lead
| 1115 COUNTRY LN | Non-lead - Copper | On site inspection only | Non-lead - Copper | No | On site inspection only | Single family | [9 empty] | Non-Lead
| 1527 WILLOW AVE | Non-lead - Copper | On site inspection only | Non-lead - Copper | No | On site inspection only | Single family | [9 empty] | Non-Lead
| 128 BRADLEY ST | Non-lead - Copper | On site inspection only | Non-lead - Copper | No | On site inspection only | Single family | [9 empty] | Non-Lead
| 2580 JAMESTOWN ST | Non-lead - Copper | On site inspection only | Non-lead - Copper | No | On site inspection only | Single family | [9 empty] | Non-Lead
| 2226 HALTER DR | Non-lead - Copper | On site inspection only | Non-lead - Plastic | No | On site inspection only | Single family | [9 empty] | Non-Lead
| 945 W HAYES ST | Non-lead - Copper | On site inspection only | Non-lead - Copper | No | On site inspection only | Single family | [9 empty] | Non-Lead
| 563 RYE ST | Non-lead - Copper | On site inspection only | Non-lead - Plastic | No | On site inspection only | Single family | [9 empty] | Non-Lead
| 1340 W HAYES ST | Non-lead - Copper | On site inspection only | Non-lead - Copper | No | On site inspection only | Single family | [9 empty] | Non-Lead
| 3153 OXFORD ST | Non-lead - Copper | On site inspection only | Non-lead - Copper | No | On site inspection only | Single family | [9 empty] | Non-Lead
| 1769 SALLAL RD | Non-lead - Copper | On site inspection only | Non-lead - Copper | No | On site inspection only | Single family | [9 empty] | Non-Lead
| 2586 LEXINGTON CT | Non-lead - Copper | On site inspection only | Non-lead - Copper | No | On site inspection only | Single family | [9 empty] | Non-Lead
| 1187 GOOSE CREEK RD | Non-lead - Copper | On site inspection only | Non-lead - Plastic | No | On site inspection only | Single family | [9 empty] | Non-Lead
| 1646 ECOLA WAY | Non-lead - Copper | On site inspection only | Non-lead - Copper | No | On site inspection only | Single family | [9 empty] | Non-Lead
| 1640 FINZER WAY | Non-lead - Copper | On site inspection only | Non-lead - Copper | No | On site inspection only | Single family | [9 empty] | Non-Lead
| 612 N CASCADE DR #10 | Non-lead - Copper | On site inspection only | Galvanized (Iron or Steel) | No | Both records and inspection | Single family | [9 empty] | Non-Lead
| 775 S COLUMBIA DR | Non-lead - Copper | On site inspection only | Non-lead - Copper | No | On site inspection only | Single family | [9 empty] | Non-Lead
| 1650 RAINIER RD | Non-lead - Copper | On site inspection only | Non-lead - Copper | No | On site inspection only | Single family | [9 empty] | Non-Lead
| 290 WORKMAN DR | Non-lead - Copper | On site inspection only | Non-lead - Copper | No | On site inspection only | Single family | [9 empty] | Non-Lead
| 1335 SUNFLOWER ST | Non-lead - Copper | On site inspection only | Non-lead - Plastic | No | On site inspection only | Single family | [9 empty] | Non-Lead
| 674 WILSON ST | Non-lead - Copper | On site inspection only | Non-lead - Copper | No | On site inspection only | Single family | [9 empty] | Non-Lead
| 1890 HARDCASTLE AVE | Non-lead - Copper | On site inspection only | Non-lead - Copper | No | On site inspection only | Single family | [9 empty] | Non-Lead
| 938 OREGON WAY | Non-lead - Copper | On site inspection only | Non-lead - Copper | No | On site inspection only | Single family | [9 empty] | Non-Lead
| 399 IRONWOOD TER | Non-lead - Copper | On site inspection only | Non-lead - Plastic | No | On site inspection only | Single family | [9 empty] | Non-Lead
| 2375 MILLER FARM RD | Non-lead - Copper | On site inspection only | Non-lead - Copper | No | On site inspection only | Single family | [9 empty] | Non-Lead
| 711 S CASCADE DR | Non-lead - Copper | On site inspection only | Non-lead - Copper | No | On site inspection only | Single family | [9 empty] | Non-Lead
| 2371 MILLER FARM RD | Non-lead - Copper | On site inspection only | Non-lead - Copper | No | On site inspection only | Single family | [9 empty] | Non-Lead
| 1310 ASTOR WAY | Non-lead - Copper | On site inspection only | Non-lead - Copper | No | On site inspection only | Single family | [9 empty] | Non-Lead
| 291 BOEAN LN | Non-lead - Copper | On site inspection only | Non-lead - Copper | No | On site inspection only | Single family | [9 empty] | Non-Lead
| 3217 LINDA ST | Non-lead - Copper | On site inspection only | Non-lead - Copper | No | On site inspection only | Single family | [9 empty] | Non-Lead
| 1668 ASTOR WAY | Non-lead - Copper | On site inspection only | Non-lead - Copper | No | On site inspection only | Single family | [9 empty] | Non-Lead
| 2216 UMPQUA RD | Non-lead - Copper | On site inspection only | Non-lead - Copper | No | On site inspection only | Single family | [9 empty] | Non-Lead
| 1637 UMPQUA RD | Non-lead - Copper | On site inspection only | Non-lead - Copper | No | On site inspection only | Single family | [9 empty] | Non-Lead
| 140 SMITH DR | Non-lead - Copper | On site inspection only | Non-lead - Copper | No | On site inspection only | Single family | [9 empty] | Non-Lead
| 1952 KING WAY | Non-lead - Copper | On site inspection only | Galvanized (Iron or Steel) | No | On site inspection only | Single family | [9 empty] | Non-Lead
| 1393 AUTUMN BLVD | Non-lead - Copper | On site inspection only | Non-lead - Plastic | No | On site inspection only | Single family | [9 empty] | Non-Lead
| 1318 SALLAL RD | Non-lead - Copper | On site inspection only | Non-lead - Copper | No | On site inspection only | Single family | [9 empty] | Non-Lead
| 1677 SALLAL RD | Non-lead - Copper | On site inspection only | Non-lead - Copper | No | On site inspection only | Single family | [9 empty] | Non-Lead
| 488 MONTGOMERY ST | Non-lead - Copper | On site inspection only | Non-lead - Copper | No | On site inspection only | Single family | [9 empty] | Non-Lead
| 1340 RANDOLPH RD | Non-lead - Copper | On site inspection only | Non-lead - Copper | No | On site inspection only | Single family | [9 empty] | Non-Lead
| 1865 THOMPSON RD | Non-lead - Copper | On site inspection only | Non-lead - Copper | No | On site inspection only | Single family | [9 empty] | Non-Lead
| 1937 THOMPSON RD | Non-lead - Copper | On site inspection only | Non-lead - Copper | No | On site inspection only | Single family | [9 empty] | Non-Lead
| 702 HARRISON ST | Non-lead - Copper | On site inspection only | Non-lead - Plastic | No | Records only | Single family | [9 empty] | Non-Lead
| 690 W HAYES ST | Non-lead - Copper | On site inspection only | Non-lead - Copper | No | On site inspection only | Single family | [9 empty] | Non-Lead
| 1211 JUDY ST | Non-lead - Copper | On site inspection only | Non-lead - Plastic | No | Records only | Single family | [9 empty] | Non-Lead
| 573 PRAIRIE ST | Non-lead - Copper | On site inspection only | Non-lead - Copper | No | On site inspection only | Single family | [9 empty] | Non-Lead
| 737 NORTH CT | Non-lead - Copper | On site inspection only | Non-lead - Copper | No | On site inspection only | Single family | [9 empty] | Non-Lead
| 1235 CONSTITUTION AVE | Non-lead - Copper | On site inspection only | Non-lead - Copper | No | On site inspection only | Single family | [9 empty] | Non-Lead
| 1525 AUSTIN AVE | Non-lead - Copper | On site inspection only | Non-lead - Plastic | No | On site inspection only | Single family | [9 empty] | Non-Lead
| 1395 GEORGE ST | Non-lead - Copper | On site inspection only | Non-lead - Copper | No | On site inspection only | Single family | [9 empty] | Non-Lead
| 150 WOODCREST CT | Non-lead - Copper | On site inspection only | Non-lead - Copper | No | On site inspection only | Single family | [9 empty] | Non-Lead
| 715 NORTH CT | Non-lead - Copper | On site inspection only | Non-lead - Copper | No | On site inspection only | Single family | [9 empty] | Non-Lead
| 2267 BEN BROWN DR | Non-lead - Copper | On site inspection only | Non-lead - Plastic | No | On site inspection only | Single family | [9 empty] | Non-Lead
| 1740 JANSEN WAY | Non-lead - Copper | On site inspection only | Non-lead - Copper | No | On site inspection only | Single family | [9 empty] | Non-Lead
| 730 ELANA WAY | Non-lead - Copper | On site inspection only | Non-lead - Copper | No | On site inspection only | Single family | [9 empty] | Non-Lead
| 2991 REED AVE | Non-lead - Copper | On site inspection only | Non-lead - Copper | No | On site inspection only | Single family | [9 empty] | Non-Lead
| 2545 ROANOKE ST | Non-lead - Copper | On site inspection only | Non-lead - Copper | No | On site inspection only | Single family | [9 empty] | Non-Lead
| 753 WILLOW AVE | Non-lead - Copper | On site inspection only | Non-lead - Copper | No | On site inspection only | Single family | [9 empty] | Non-Lead
| 1321 QUINN RD | Non-lead - Copper | On site inspection only | Non-lead - Copper | No | On site inspection only | Single family | [9 empty] | Non-Lead
| 1230 PRINCETON RD | Non-lead - Copper | On site inspection only | Non-lead - Copper | No | On site inspection only | Single family | [9 empty] | Non-Lead
| 2360 UMPQUA RD | Non-lead - Copper | On site inspection only | Non-lead - Copper | No | On site inspection only | Single family | [9 empty] | Non-Lead
| 1630 ECOLA WAY | Non-lead - Copper | On site inspection only | Non-lead - Copper | No | On site inspection only | Single family | [9 empty] | Non-Lead
| 3528 STEVEN ST | Non-lead - Copper | On site inspection only | Non-lead - Copper | No | On site inspection only | Single family | [9 empty] | Non-Lead
| 720 BLAINE ST | Non-lead - Copper | On site inspection only | Non-lead - Copper | No | On site inspection only | Single family | [9 empty] | Non-Lead
| 1372 DOGWOOD DR | Non-lead - Copper | On site inspection only | Non-lead - Copper | No | On site inspection only | Single family | [9 empty] | Non-Lead
| 418 W CLACKAMAS CIR | Non-lead - Copper | On site inspection only | Non-lead - Copper | No | On site inspection only | Single family | [9 empty] | Non-Lead
| 3356 CAMAS ST | Non-lead - Copper | On site inspection only | Non-lead - Copper | No | On site inspection only | Single family | [9 empty] | Non-Lead
| 2140 CAMELLIA WAY | Non-lead - Copper | On site inspection only | Non-lead - Copper | No | On site inspection only | Single family | [9 empty] | Non-Lead
| 1371 HAMPTON WAY | Non-lead - Copper | On site inspection only | Non-lead - Copper | No | On site inspection only | Single family | [9 empty] | Non-Lead
| 612 N CASCADE DR #82 | Non-lead - Copper | On site inspection only | Galvanized (Iron or Steel) | No | On site inspection only | Single family | [9 empty] | Non-Lead
| 541 RYE ST | Non-lead - Copper | On site inspection only | Non-lead - Plastic | No | On site inspection only | Single family | [9 empty] | Non-Lead
| 1036 ALDER LN | Non-lead - Copper | On site inspection only | Non-lead - Copper | No | On site inspection only | Single family | [9 empty] | Non-Lead
| 1526 UMPQUA PL | Non-lead - Copper | On site inspection only | Non-lead - Copper | No | On site inspection only | Single family | [9 empty] | Non-Lead
| 355 CORNWELL ST | Non-lead - Copper | On site inspection only | Non-lead - Plastic | No | On site inspection only | Single family | [9 empty] | Non-Lead
| 606 S COLUMBIA DR | Non-lead - Copper | On site inspection only | Non-lead - Copper | No | On site inspection only | Single family | [9 empty] | Non-Lead
| 1410 IRIS ST | Non-lead - Copper | On site inspection only | Non-lead - Plastic | No | On site inspection only | Single family | [9 empty] | Non-Lead
| 2517 TRACY LN | Non-lead - Plastic | On site inspection only | Non-lead - Plastic | No | On site inspection only | Single family | [9 empty] | Non-Lead
| 1739 PRINCETON RD | Non-lead - Copper | On site inspection only | Non-lead - Copper | No | On site inspection only | Single family | [9 empty] | Non-Lead
| 399 S COLUMBIA DR | Non-lead - Copper | On site inspection only | Non-lead - Copper | No | On site inspection only | Single family | [9 empty] | Non-Lead
| 1415 MARCEL CT | Non-lead - Copper | On site inspection only | Non-lead - Copper | No | On site inspection only | Single family | [9 empty] | Non-Lead
| 2180 COUNTRY CLUB TER | Non-lead - Copper | On site inspection only | Non-lead - Copper | No | On site inspection only | Single family | [9 empty] | Non-Lead
| 513 PRAIRIE ST | Non-lead - Copper | On site inspection only | Non-lead - Copper | No | On site inspection only | Single family | [9 empty] | Non-Lead
| 1366 ASTOR WAY | Non-lead - Copper | On site inspection only | Non-lead - Copper | No | On site inspection only | Single family | [9 empty] | Non-Lead
| 1905 SALLAL RD | Non-lead - Copper | On site inspection only | Non-lead - Copper | No | On site inspection only | Single family | [9 empty] | Non-Lead
| 3232 CAMAS ST | Non-lead - Copper | On site inspection only | Non-lead - Copper | No | On site inspection only | Single family | [9 empty] | Non-Lead
| 1689 COUNTRY CLUB CIR | Non-lead - Copper | On site inspection only | Non-lead - Copper | No | On site inspection only | Single family | [9 empty] | Non-Lead
| 1363 SALLAL RD | Non-lead - Copper | On site inspection only | Non-lead - Copper | No | On site inspection only | Single family | [9 empty] | Non-Lead
| 1894 MCCALLUM LN | Non-lead - Copper | On site inspection only | Non-lead - Plastic | No | On site inspection only | Single family | [9 empty] | Non-Lead
| 384 GATCH ST | Non-lead - Copper | On site inspection only | Non-lead - Copper | No | On site inspection only | Single family | [9 empty] | Non-Lead
| 163 HERITAGE AVE | Non-lead - Copper | On site inspection only | Non-lead - Plastic | No | On site inspection only | Single family | [9 empty] | Non-Lead
| 3281 REED AVE | Non-lead - Copper | On site inspection only | Non-lead - Copper | No | On site inspection only | Single family | [9 empty] | Non-Lead
| 54 SMITH DR | Non-lead - Copper | On site inspection only | Galvanized (Iron or Steel) | No | On site inspection only | Single family | [9 empty] | Non-Lead
| 640 TUKWILA DR | Non-lead - Copper | On site inspection only | Non-lead - Copper | No | On site inspection only | Single family | [9 empty] | Non-Lead
| 2595 GRAYSTONE DR | Non-lead - Copper | On site inspection only | Non-lead - Copper | No | On site inspection only | Single family | [9 empty] | Non-Lead
| 3444 MYRTLE ST | Non-lead - Copper | On site inspection only | Non-lead - Copper | No | On site inspection only | Single family | [9 empty] | Non-Lead
| 375 OAK ST | Non-lead - Copper | On site inspection only | Non-lead - Copper | No | On site inspection only | Single family | [9 empty] | Non-Lead
| 705 GARFIELD ST | Non-lead - Copper | On site inspection only | Non-lead - Copper | No | On site inspection only | Single family | [9 empty] | Non-Lead
| 1053 N FRONT ST | Non-lead - Copper | On site inspection only | Non-lead - Copper | No | On site inspection only | Single family | [9 empty] | Non-Lead
| 1309 ASTOR CT | Non-lead - Copper | On site inspection only | Non-lead - Copper | No | On site inspection only | Single family | [9 empty] | Non-Lead
| 2527 ROANOKE ST | Non-lead - Copper | On site inspection only | Non-lead - Copper | No | On site inspection only | Single family | [9 empty] | Non-Lead
| 417 TURNBERRY AVE | Non-lead - Copper | On site inspection only | Non-lead - Plastic | No | On site inspection only | Single family | [9 empty] | Non-Lead
| 686 E CLACKAMAS CIR | Non-lead - Copper | On site inspection only | Non-lead - Copper | No | On site inspection only | Single family | [9 empty] | Non-Lead
| 476 ELM ST | Non-lead - Copper | On site inspection only | Non-lead - Copper | No | On site inspection only | Single family | [9 empty] | Non-Lead
| 1177 PARK CIR | Non-lead - Copper | On site inspection only | Non-lead - Copper | No | On site inspection only | Single family | [9 empty] | Non-Lead
| 1164 BUNKER AVE | Non-lead - Copper | On site inspection only | Non-lead - Copper | No | On site inspection only | Single family | [9 empty] | Non-Lead
| 255 N SECOND ST | Non-lead - Copper | On site inspection only | Non-lead - Copper | No | On site inspection only | Single family | [9 empty] | Non-Lead
| 1945 SALLAL RD | Non-lead - Copper | On site inspection only | Non-lead - Copper | No | On site inspection only | Single family | [9 empty] | Non-Lead
| 2351 MILLER CT | Non-lead - Copper | On site inspection only | Non-lead - Copper | No | On site inspection only | Single family | [9 empty] | Non-Lead
| 2775 HAZELNUT DR | Non-lead - Copper | On site inspection only | Non-lead - Copper | No | On site inspection only | Single family | [9 empty] | Non-Lead
| 671 IRONWOOD TER | Non-lead - Copper | On site inspection only | Non-lead - Plastic | No | On site inspection only | Single family | [9 empty] | Non-Lead
| 483 MONTGOMERY ST | Non-lead - Copper | On site inspection only | Galvanized (Iron or Steel) | No | On site inspection only | Single family | [9 empty] | Non-Lead
| 423 TROON AVE | Non-lead - Copper | On site inspection only | Non-lead - Copper | No | On site inspection only | Single family | [9 empty] | Non-Lead
| 849 WOODLAND AVE | Non-lead - Copper | On site inspection only | Non-lead - Copper | No | On site inspection only | Single family | [9 empty] | Non-Lead
| 612 N CASCADE DR #5 | Non-lead - Copper | On site inspection only | Galvanized (Iron or Steel) | No | On site inspection only | Single family | [9 empty] | Non-Lead
| 490 BRYAN ST | Non-lead - Copper | On site inspection only | Non-lead - Copper | No | On site inspection only | Single family | [9 empty] | Non-Lead
| 612 N CASCADE DR #67 | Non-lead - Copper | On site inspection only | Galvanized (Iron or Steel) | No | On site inspection only | Single family | [9 empty] | Non-Lead
| 475 S CASCADE DR | Non-lead - Copper | On site inspection only | Non-lead - Copper | No | On site inspection only | Single family | [9 empty] | Non-Lead
| 1158 STANFIELD RD | Non-lead - Copper | On site inspection only | Non-lead - Copper | No | On site inspection only | Single family | [9 empty] | Non-Lead
| 1590 PRINCETON RD | Non-lead - Copper | On site inspection only | Non-lead - Copper | No | On site inspection only | Single family | [9 empty] | Non-Lead
| 743 OSTROM DR | Non-lead - Copper | On site inspection only | Non-lead - Plastic | No | On site inspection only | Single family | [9 empty] | Non-Lead
| 2107 CAMELLIA WAY | Non-lead - Copper | On site inspection only | Non-lead - Copper | No | On site inspection only | Single family | [9 empty] | Non-Lead
| 25 SMITH DR | Non-lead - Copper | On site inspection only | Non-lead - Copper | No | On site inspection only | Single family | [9 empty] | Non-Lead
| 3241 REED AVE | Non-lead - Copper | On site inspection only | Non-lead - Copper | No | On site inspection only | Single family | [9 empty] | Non-Lead
| 1560 SALLAL RD | Non-lead - Copper | On site inspection only | Non-lead - Copper | No | On site inspection only | Single family | [9 empty] | Non-Lead
| 1225 ALETHA ST | Non-lead - Copper | On site inspection only | Non-lead - Copper | No | On site inspection only | Single family | [9 empty] | Non-Lead
| 2069 W SANTIAM DR | Non-lead - Copper | On site inspection only | Non-lead - Copper | No | On site inspection only | Single family | [9 empty] | Non-Lead
| 786 THIRD ST | Non-lead - Copper | On site inspection only | Non-lead - Copper | No | On site inspection only | Single family | [9 empty] | Non-Lead
| 804 GATCH ST | Non-lead - Copper | On site inspection only | Non-lead - Copper | No | On site inspection only | Single family | [9 empty] | Non-Lead
| 425 SMITH DR | Non-lead - Copper | On site inspection only | Non-lead - Copper | No | On site inspection only | Single family | [9 empty] | Non-Lead
| 1024 GOOSE CREEK RD | Non-lead - Copper | On site inspection only | Non-lead - Copper | No | On site inspection only | Single family | [9 empty] | Non-Lead
| 1304 DAYLILY ST | Non-lead - Copper | On site inspection only | Non-lead - Plastic | No | On site inspection only | Single family | [9 empty] | Non-Lead
| 1497 DAYLILY ST | Non-lead - Copper | On site inspection only | Non-lead - Plastic | No | On site inspection only | Single family | [9 empty] | Non-Lead
| 2124 MERIDIAN DR | Non-lead - Copper | On site inspection only | Non-lead - Copper | No | On site inspection only | Single family | [9 empty] | Non-Lead
| 612 N CASCADE DR #70 | Non-lead - Copper | On site inspection only | Galvanized (Iron or Steel) | No | On site inspection only | Single family | [9 empty] | Non-Lead
| 1875 MERIDIAN DR | Non-lead - Copper | On site inspection only | Non-lead - Copper | No | On site inspection only | Single family | [9 empty] | Non-Lead
| 1535 INDEPENDENCE AVE | Non-lead - Copper | On site inspection only | Non-lead - Copper | No | On site inspection only | Single family | [9 empty] | Non-Lead
| 1580 THOMPSON RD | Non-lead - Copper | On site inspection only | Non-lead - Copper | No | On site inspection only | Single family | [9 empty] | Non-Lead
| 2555 BROADMORE PL | Non-lead - Copper | On site inspection only | Non-lead - Copper | No | On site inspection only | Single family | [9 empty] | Non-Lead
| 988 ALDER LN | Non-lead - Copper | On site inspection only | Non-lead - Copper | No | On site inspection only | Single family | [9 empty] | Non-Lead
| 1530 PRINCETON RD | Non-lead - Copper | On site inspection only | Non-lead - Copper | No | On site inspection only | Single family | [9 empty] | Non-Lead
| 1587 COOLEY CT | Non-lead - Copper | On site inspection only | Non-lead - Copper | No | On site inspection only | Single family | [9 empty] | Non-Lead
| 384 CORNWELL ST | Non-lead - Copper | On site inspection only | Non-lead - Plastic | No | On site inspection only | Single family | [9 empty] | Non-Lead
| 605 S FRONT ST | Non-lead - Copper | On site inspection only | Non-lead - Copper | No | On site inspection only | Single family | [9 empty] | Non-Lead
| 2194 KILLIAN SPRING DR | Non-lead - Copper | On site inspection only | Non-lead - Plastic | No | On site inspection only | Single family | [9 empty] | Non-Lead
| 438 MCLAUGHLIN DR | Non-lead - Copper | On site inspection only | Non-lead - Copper | No | On site inspection only | Single family | [9 empty] | Non-Lead
| 2530 MILLER FARM RD | Non-lead - Copper | On site inspection only | Non-lead - Copper | No | On site inspection only | Single family | [9 empty] | Non-Lead
| 1066 BEN BROWN LN | Non-lead - Copper | On site inspection only | Non-lead - Plastic | No | On site inspection only | Single family | [9 empty] | Non-Lead
| 1080 TIERRA LYNN DR | Non-lead - Copper | On site inspection only | Non-lead - Copper | No | On site inspection only | Single family | [9 empty] | Non-Lead
| 2775 REVERE ST | Non-lead - Copper | On site inspection only | Non-lead - Copper | No | On site inspection only | Single family | [9 empty] | Non-Lead
| 1300 RAINIER RD | Non-lead - Copper | On site inspection only | Non-lead - Copper | No | On site inspection only | Single family | [9 empty] | Non-Lead
| 1226 MAYANNA DR | Non-lead - Copper | On site inspection only | Non-lead - Copper | No | On site inspection only | Single family | [9 empty] | Non-Lead
| 2637 STANFORD ST | Non-lead - Copper | On site inspection only | Non-lead - Copper | No | On site inspection only | Single family | [9 empty] | Non-Lead
| 712 MAPLEWOOD CT | Non-lead - Copper | On site inspection only | Non-lead - Copper | No | On site inspection only | Single family | [9 empty] | Non-Lead
| 1638 GRANITE ST | Non-lead - Copper | On site inspection only | Non-lead - Plastic | No | On site inspection only | Single family | [9 empty] | Non-Lead
| 1432 IRIS ST | Non-lead - Copper | On site inspection only | Non-lead - Plastic | No | On site inspection only | Single family | [9 empty] | Non-Lead
| 524 PAULINE ST | Non-lead - Copper | On site inspection only | Non-lead - Copper | No | On site inspection only | Single family | [9 empty] | Non-Lead
| 438 MUIRFIELD LN | Non-lead - Copper | On site inspection only | Non-lead - Copper | No | On site inspection only | Single family | [9 empty] | Non-Lead
| 2262 HALTER DR | Non-lead - Copper | On site inspection only | Non-lead - Plastic | No | On site inspection only | Single family | [9 empty] | Non-Lead
| 1523 QUINN RD | Non-lead - Copper | On site inspection only | Non-lead - Copper | No | On site inspection only | Single family | [9 empty] | Non-Lead
| 1988 W HAYES ST | Non-lead - Copper | On site inspection only | Non-lead - Copper | No | On site inspection only | Single family | [9 empty] | Non-Lead
| 2284 HALTER DR | Non-lead - Copper | On site inspection only | Non-lead - Plastic | No | On site inspection only | Single family | [9 empty] | Non-Lead
| 3553 LINDA ST | Non-lead - Copper | On site inspection only | Non-lead - Copper | No | On site inspection only | Single family | [9 empty] | Non-Lead
| 945 MEADOWVALE LN | Non-lead - Copper | On site inspection only | Non-lead - Copper | No | On site inspection only | Single family | [9 empty] | Non-Lead
| 521 STOLLER ST | Non-lead - Copper | On site inspection only | Non-lead - Plastic | No | On site inspection only | Single family | [9 empty] | Non-Lead
| 631 HALL ST | Non-lead - Copper | On site inspection only | Non-lead - Copper | No | On site inspection only | Single family | [9 empty] | Non-Lead
| 680 WILLOW AVE | Non-lead - Copper | On site inspection only | Non-lead - Copper | No | On site inspection only | Single family | [9 empty] | Non-Lead
| 2993 LINFIELD AVE | Non-lead - Copper | On site inspection only | Non-lead - Copper | No | On site inspection only | Single family | [9 empty] | Non-Lead
| 3564 SWEETWATER AVE | Non-lead - Copper | On site inspection only | Non-lead - Copper | No | On site inspection only | Single family | [9 empty] | Non-Lead
| 595 COZY WAY | Non-lead - Copper | On site inspection only | Non-lead - Plastic | No | On site inspection only | Single family | [9 empty] | Non-Lead
| 788 TUKWILA DR | Non-lead - Copper | On site inspection only | Non-lead - Copper | No | On site inspection only | Single family | [9 empty] | Non-Lead
| 1390 TOMLIN AVE | Non-lead - Copper | On site inspection only | Non-lead - Copper | No | On site inspection only | Single family | [9 empty] | Non-Lead
| 2275 KILLIAN SPRING DR | Non-lead - Copper | On site inspection only | Non-lead - Plastic | No | On site inspection only | Single family | [9 empty] | Non-Lead
| 988 E LINCOLN ST | Non-lead - Copper | On site inspection only | Non-lead - Copper | No | On site inspection only | Single family | [9 empty] | Non-Lead
| 20 SMITH CT | Non-lead - Copper | On site inspection only | Non-lead - Copper | No | On site inspection only | Single family | [9 empty] | Non-Lead
| 531 STOLLER ST | Non-lead - Copper | On site inspection only | Non-lead - Plastic | No | On site inspection only | Single family | [9 empty] | Non-Lead
| 1525 UMPQUA PL | Non-lead - Copper | On site inspection only | Non-lead - Copper | No | On site inspection only | Single family | [9 empty] | Non-Lead
| 554 TROON AVE | Non-lead - Copper | On site inspection only | Non-lead - Plastic | No | On site inspection only | Single family | [9 empty] | Non-Lead
| 3606 PALIMINO AVE | Non-lead - Copper | On site inspection only | Non-lead - Copper | No | On site inspection only | Single family | [9 empty] | Non-Lead
| 2178 MERIDIAN DR | Non-lead - Copper | On site inspection only | Non-lead - Copper | No | On site inspection only | Single family | [9 empty] | Non-Lead
| 880 HARVEST WAY | Non-lead - Copper | On site inspection only | Non-lead - Copper | No | On site inspection only | Single family | [9 empty] | Non-Lead
| 2080 UMPQUA RD | Non-lead - Copper | On site inspection only | Non-lead - Copper | No | On site inspection only | Single family | [9 empty] | Non-Lead
| 1588 GRANITE ST | Non-lead - Copper | On site inspection only | Non-lead - Plastic | No | On site inspection only | Single family | [9 empty] | Non-Lead
| 11864 NE CHATEAU DR | Non-lead - Copper | On site inspection only | Galvanized (Iron or Steel) | No | On site inspection only | Single family | [9 empty] | Non-Lead
| 1450 W HAYES ST | Non-lead - Copper | On site inspection only | Non-lead - Copper | No | On site inspection only | Single family | [9 empty] | Non-Lead
| 1396 DAYLILY ST | Non-lead - Copper | On site inspection only | Non-lead - Plastic | No | On site inspection only | Single family | [9 empty] | Non-Lead
| 1134 PARK CIR | Non-lead - Copper | On site inspection only | Non-lead - Copper | No | On site inspection only | Single family | [9 empty] | Non-Lead
| 1597 DESANTIS DR | Non-lead - Copper | On site inspection only | Non-lead - Plastic | No | On site inspection only | Single family | [9 empty] | Non-Lead
| 560 JANA AVE | Non-lead - Copper | On site inspection only | Non-lead - Copper | No | On site inspection only | Single family | [9 empty] | Non-Lead
| 1180 KOTKA ST | Non-lead - Copper | On site inspection only | Non-lead - Copper | No | On site inspection only | Single family | [9 empty] | Non-Lead
| 3215 LINFIELD AVE | Non-lead - Copper | On site inspection only | Non-lead - Copper | No | On site inspection only | Single family | [9 empty] | Non-Lead
| 2683 VASSER ST | Non-lead - Copper | On site inspection only | Non-lead - Copper | No | On site inspection only | Single family | [9 empty] | Non-Lead
| 268 BOEAN LN | Non-lead - Copper | On site inspection only | Non-lead - Copper | No | On site inspection only | Single family | [9 empty] | Non-Lead
| 2536 ROANOKE ST | Non-lead - Copper | On site inspection only | Non-lead - Copper | No | On site inspection only | Single family | [9 empty] | Non-Lead
| 1125 PARK CIR | Non-lead - Copper | On site inspection only | Non-lead - Copper | No | On site inspection only | Single family | [9 empty] | Non-Lead
| 2803 CITADEL ST | Non-lead - Copper | On site inspection only | Non-lead - Copper | No | On site inspection only | Single family | [9 empty] | Non-Lead
| 1213 AUTUMN BLVD | Non-lead - Copper | On site inspection only | Non-lead - Plastic | No | On site inspection only | Single family | [9 empty] | Non-Lead
| 175 CHERRY ST | Non-lead - Copper | On site inspection only | Non-lead - Copper | No | On site inspection only | Single family | [9 empty] | Non-Lead
| 1133 PARK CIR | Non-lead - Copper | On site inspection only | Non-lead - Copper | No | On site inspection only | Single family | [9 empty] | Non-Lead
| 1015 ORCHARD LN | Non-lead - Copper | On site inspection only | Non-lead - Copper | No | On site inspection only | Single family | [9 empty] | Non-Lead
| 855 N CASCADE DR | Non-lead - Copper | On site inspection only | Non-lead - Copper | No | On site inspection only | Single family | [9 empty] | Non-Lead
| 1661 UMPQUA RD | Non-lead - Copper | On site inspection only | Non-lead - Copper | No | On site inspection only | Single family | [9 empty] | Non-Lead
| 628 S COLUMBIA DR | Non-lead - Copper | On site inspection only | Non-lead - Copper | No | On site inspection only | Single family | [9 empty] | Non-Lead
| 337 TURNBERRY AVE | Non-lead - Copper | On site inspection only | Non-lead - Copper | No | On site inspection only | Single family | [9 empty] | Non-Lead
| 1488 IRIS ST | Non-lead - Copper | On site inspection only | Non-lead - Plastic | No | On site inspection only | Single family | [9 empty] | Non-Lead
| 665 S COLUMBIA DR | Non-lead - Copper | On site inspection only | Galvanized (Iron or Steel) | No | On site inspection only | Single family | [9 empty] | Non-Lead
| 1697 PRINCETON RD | Non-lead - Copper | On site inspection only | Galvanized (Iron or Steel) | No | On site inspection only | Single family | [9 empty] | Non-Lead
| 401 S CASCADE DR | Non-lead - Copper | On site inspection only | Non-lead - Copper | No | On site inspection only | Single family | [9 empty] | Non-Lead
| 762 S COLUMBIA DR | Non-lead - Copper | On site inspection only | Non-lead - Copper | No | On site inspection only | Single family | [9 empty] | Non-Lead
| 1790 LANDAU DR | Non-lead - Copper | On site inspection only | Non-lead - Copper | No | On site inspection only | Single family | [9 empty] | Non-Lead
| 1760 TOMLIN AVE | Non-lead - Copper | On site inspection only | Non-lead - Copper | No | On site inspection only | Single family | [9 empty] | Non-Lead
| 1079 N SECOND ST | Non-lead - Copper | On site inspection only | Non-lead - Copper | No | On site inspection only | Single family | [9 empty] | Non-Lead
| 1870 WOODLAND AVE | Non-lead - Copper | On site inspection only | Non-lead - Copper | No | On site inspection only | Single family | [9 empty] | Non-Lead
| 1176 BUNKER AVE | Non-lead - Copper | On site inspection only | Non-lead - Copper | No | On site inspection only | Single family | [9 empty] | Non-Lead
| 424 E CLACKAMAS CIR | Non-lead - Copper | On site inspection only | Non-lead - Copper | No | On site inspection only | Single family | [9 empty] | Non-Lead
| 171 E LINCOLN ST | Non-lead - Copper | On site inspection only | Non-lead - Copper | No | On site inspection only | Single family | [9 empty] | Non-Lead
| 1213 WOODLAND AVE | Non-lead - Copper | On site inspection only | Non-lead - Copper | No | On site inspection only | Single family | [9 empty] | Non-Lead
| 2261 BEN BROWN DR | Non-lead - Copper | On site inspection only | Non-lead - Plastic | No | On site inspection only | Single family | [9 empty] | Non-Lead
| 1324 ASTOR WAY | Non-lead - Copper | On site inspection only | Non-lead - Copper | No | On site inspection only | Single family | [9 empty] | Non-Lead
| 1211 EAGLE DR | Non-lead - Copper | On site inspection only | Non-lead - Copper | No | On site inspection only | Single family | [9 empty] | Non-Lead
| 1889 UMPQUA RD | Non-lead - Copper | On site inspection only | Non-lead - Copper | No | On site inspection only | Single family | [9 empty] | Non-Lead
| 1170 E LINCOLN ST | Non-lead - Copper | On site inspection only | Non-lead - Copper | No | On site inspection only | Single family | [9 empty] | Non-Lead
| 1264 STANFIELD RD | Non-lead - Copper | On site inspection only | Non-lead - Copper | No | On site inspection only | Single family | [9 empty] | Non-Lead
| 547 S FRONT ST | Non-lead - Copper | On site inspection only | Non-lead - Copper | No | On site inspection only | Single family | [9 empty] | Non-Lead
| 537 TUKWILA DR | Non-lead - Copper | On site inspection only | Non-lead - Copper | No | On site inspection only | Single family | [9 empty] | Non-Lead
| 399 ELM ST | Non-lead - Copper | On site inspection only | Non-lead - Copper | No | On site inspection only | Single family | [9 empty] | Non-Lead
| 305 W CLACKAMAS CIR | Non-lead - Copper | On site inspection only | Non-lead - Copper | No | On site inspection only | Single family | [9 empty] | Non-Lead
| 1328 DOGWOOD DR | Non-lead - Copper | On site inspection only | Non-lead - Copper | No | On site inspection only | Single family | [9 empty] | Non-Lead
| 724 OREGON WAY | Non-lead - Copper | On site inspection only | Non-lead - Copper | No | On site inspection only | Single family | [9 empty] | Non-Lead
| 2092 ASTOR WAY | Non-lead - Copper | On site inspection only | Non-lead - Copper | No | On site inspection only | Single family | [9 empty] | Non-Lead
| 449 TULIP AVE | Non-lead - Copper | On site inspection only | Non-lead - Copper | No | On site inspection only | Single family | [9 empty] | Non-Lead
| 377 TURNBERRY AVE | Non-lead - Copper | On site inspection only | Non-lead - Copper | No | On site inspection only | Single family | [9 empty] | Non-Lead
| 2039 HEATHER WAY | Non-lead - Copper | On site inspection only | Non-lead - Copper | No | On site inspection only | Single family | [9 empty] | Non-Lead
| 1467 GREENVIEW CT | Non-lead - Copper | On site inspection only | Non-lead - Copper | No | On site inspection only | Single family | [9 empty] | Non-Lead
| 1492 BEN BROWN LN | Non-lead - Copper | On site inspection only | Non-lead - Plastic | No | On site inspection only | Single family | [9 empty] | Non-Lead
| 1947 MERIDIAN DR | Non-lead - Copper | On site inspection only | Non-lead - Copper | No | On site inspection only | Single family | [9 empty] | Non-Lead
| 1100 ORCHARD LN | Non-lead - Copper | On site inspection only | Non-lead - Copper | No | On site inspection only | Single family | [9 empty] | Non-Lead
| 203 SYCAMORE AVE | Non-lead - Copper | On site inspection only | Non-lead - Copper | No | On site inspection only | Single family | [9 empty] | Non-Lead
| 1967 SMITH DR | Non-lead - Copper | On site inspection only | Non-lead - Plastic | No | On site inspection only | Single family | [9 empty] | Non-Lead
| 1020 THIRD ST | Non-lead - Copper | On site inspection only | Non-lead - Copper | No | On site inspection only | Single family | [9 empty] | Non-Lead
| 1025 RANDOLPH RD | Non-lead - Copper | On site inspection only | Non-lead - Copper | No | On site inspection only | Single family | [9 empty] | Non-Lead
| 540 LEASURE ST | Non-lead - Copper | On site inspection only | Non-lead - Copper | No | On site inspection only | Single family | [9 empty] | Non-Lead
| 907 OREGON WAY | Non-lead - Copper | On site inspection only | Non-lead - Copper | No | On site inspection only | Single family | [9 empty] | Non-Lead
| 1137 EAGLE DR | Non-lead - Copper | On site inspection only | Non-lead - Copper | No | On site inspection only | Single family | [9 empty] | Non-Lead
| 2040 UMPQUA RD | Non-lead - Copper | On site inspection only | Non-lead - Copper | No | On site inspection only | Single family | [9 empty] | Non-Lead
| 1548 QUINN RD | Non-lead - Copper | On site inspection only | Non-lead - Copper | No | On site inspection only | Single family | [9 empty] | Non-Lead
| 754 OSTROM DR | Non-lead - Copper | On site inspection only | Non-lead - Plastic | No | On site inspection only | Single family | [9 empty] | Non-Lead
| 1298 PRINCETON RD | Non-lead - Copper | On site inspection only | Non-lead - Copper | No | On site inspection only | Single family | [9 empty] | Non-Lead
| 437 RYE ST | Non-lead - Copper | On site inspection only | Non-lead - Plastic | No | On site inspection only | Single family | [9 empty] | Non-Lead
| 363 TURNBERRY AVE | Non-lead - Copper | On site inspection only | Non-lead - Copper | No | On site inspection only | Single family | [9 empty] | Non-Lead
| 2835 ROANOKE ST | Non-lead - Copper | On site inspection only | Non-lead - Copper | No | On site inspection only | Single family | [9 empty] | Non-Lead
| 1599 MERIDIAN DR | Non-lead - Copper | On site inspection only | Non-lead - Copper | No | On site inspection only | Single family | [9 empty] | Non-Lead
| 591 HALL ST | Non-lead - Copper | On site inspection only | Non-lead - Copper | No | On site inspection only | Single family | [9 empty] | Non-Lead
| 635 HAWLEY ST | Non-lead - Copper | On site inspection only | Non-lead - Copper | No | On site inspection only | Single family | [9 empty] | Non-Lead
| 1106 OGLE ST | Non-lead - Copper | On site inspection only | Non-lead - Copper | No | On site inspection only | Single family | [9 empty] | Non-Lead
| 2276 BEN BROWN DR | Non-lead - Copper | On site inspection only | Non-lead - Plastic | No | On site inspection only | Single family | [9 empty] | Non-Lead
| 1330 TOMLIN AVE | Non-lead - Copper | On site inspection only | Non-lead - Copper | No | On site inspection only | Single family | [9 empty] | Non-Lead
| 1310 SUNFLOWER ST | Non-lead - Copper | On site inspection only | Non-lead - Plastic | No | On site inspection only | Single family | [9 empty] | Non-Lead
| 11865 NE CHATEAU DR | Non-lead - Copper | On site inspection only | Galvanized (Iron or Steel) | No | On site inspection only | Single family | [9 empty] | Non-Lead
| 85 WORKMAN DR | Non-lead - Copper | On site inspection only | Galvanized (Iron or Steel) | No | On site inspection only | Single family | [9 empty] | Non-Lead
| 1648 PRINCETON RD | Non-lead - Copper | On site inspection only | Galvanized (Iron or Steel) | No | On site inspection only | Single family | [9 empty] | Non-Lead
| 1580 RAINIER RD | Non-lead - Copper | On site inspection only | Galvanized (Iron or Steel) | No | On site inspection only | Single family | [9 empty] | Non-Lead
| 1501 JUNE WAY | Non-lead - Copper | On site inspection only | Galvanized (Iron or Steel) | No | On site inspection only | Single family | [9 empty] | Non-Lead
| 443 INGLEWOOD LN | Non-lead - Copper | On site inspection only | Non-lead - Copper | No | On site inspection only | Single family | [9 empty] | Non-Lead
| 2236 UMPQUA RD | Non-lead - Copper | On site inspection only | Galvanized (Iron or Steel) | No | On site inspection only | Single family | [9 empty] | Non-Lead
| 137 S COLUMBIA DR | Non-lead - Copper | On site inspection only | Non-lead - Copper | No | On site inspection only | Single family | [9 empty] | Non-Lead
| 497 OATS ST | Non-lead - Copper | On site inspection only | Non-lead - Plastic | No | On site inspection only | Single family | [9 empty] | Non-Lead
| 1026 BROWN ST | Non-lead - Copper | On site inspection only | Galvanized (Iron or Steel) | No | On site inspection only | Single family | [9 empty] | Non-Lead
| 1386 VANDERBECK LN | Non-lead - Copper | On site inspection only | Galvanized (Iron or Steel) | No | On site inspection only | Single family | [9 empty] | Non-Lead
| 950 DEER RUN | Non-lead - Copper | On site inspection only | Galvanized (Iron or Steel) | No | On site inspection only | Single family | [9 empty] | Non-Lead
| 1350 ASTOR CT | Non-lead - Copper | On site inspection only | Galvanized (Iron or Steel) | No | On site inspection only | Single family | [9 empty] | Non-Lead
| 2043 ASTOR WAY | Non-lead - Copper | On site inspection only | Galvanized (Iron or Steel) | No | On site inspection only | Single family | [9 empty] | Non-Lead
| 1789 SMITH DR | Non-lead - Copper | On site inspection only | Non-lead - Plastic | No | On site inspection only | Single family | [9 empty] | Non-Lead
| 1561 SMITH DR | Non-lead - Copper | On site inspection only | Non-lead - Plastic | No | On site inspection only | Single family | [9 empty] | Non-Lead
| 1347 SMITH DR | Non-lead - Copper | On site inspection only | Non-lead - Plastic | No | On site inspection only | Single family | [9 empty] | Non-Lead
| 1791 RITA DR | Non-lead - Copper | On site inspection only | Non-lead - Plastic | No | On site inspection only | Single family | [9 empty] | Non-Lead
| 1581 RITA DR | Non-lead - Copper | On site inspection only | Non-lead - Plastic | No | On site inspection only | Single family | [9 empty] | Non-Lead
| 1469 RITA DR | Non-lead - Copper | On site inspection only | Non-lead - Plastic | No | On site inspection only | Single family | [9 empty] | Non-Lead
| 1255 RITA DR | Non-lead - Copper | On site inspection only | Non-lead - Plastic | No | On site inspection only | Single family | [9 empty] | Non-Lead
| 1033 RITA DR | Non-lead - Copper | On site inspection only | Non-lead - Plastic | No | On site inspection only | Single family | [9 empty] | Non-Lead
| 909 RITA DR | Non-lead - Copper | On site inspection only | Non-lead - Plastic | No | On site inspection only | Single family | [9 empty] | Non-Lead
| 881 RITA DR | Non-lead - Copper | On site inspection only | Non-lead - Plastic | No | On site inspection only | Single family | [9 empty] | Non-Lead
| 855 RITA DR | Non-lead - Copper | On site inspection only | Non-lead - Plastic | No | On site inspection only | Single family | [9 empty] | Non-Lead
| 823 RITA DR | Non-lead - Copper | On site inspection only | Non-lead - Plastic | No | On site inspection only | Single family | [9 empty] | Non-Lead
| 826 LANA DR | Non-lead - Copper | On site inspection only | Non-lead - Plastic | No | On site inspection only | Single family | [9 empty] | Non-Lead
| 854 LANA DR | Non-lead - Copper | On site inspection only | Non-lead - Plastic | No | On site inspection only | Single family | [9 empty] | Non-Lead
| 878 LANA DR | Non-lead - Copper | On site inspection only | Non-lead - Plastic | No | On site inspection only | Single family | [9 empty] | Non-Lead
| 906 LANA DR | Non-lead - Copper | On site inspection only | Non-lead - Plastic | No | On site inspection only | Single family | [9 empty] | Non-Lead
| 1028 LANA DR | Non-lead - Copper | On site inspection only | Non-lead - Plastic | No | On site inspection only | Single family | [9 empty] | Non-Lead
| 1150 LANA DR | Non-lead - Copper | On site inspection only | Non-lead - Plastic | No | On site inspection only | Single family | [9 empty] | Non-Lead
| 1362 LANA DR | Non-lead - Copper | On site inspection only | Non-lead - Plastic | No | On site inspection only | Single family | [9 empty] | Non-Lead
| 1474 LANA DR | Non-lead - Copper | On site inspection only | Non-lead - Plastic | No | On site inspection only | Single family | [9 empty] | Non-Lead
| 1580 LANA DR | Non-lead - Copper | On site inspection only | Non-lead - Plastic | No | On site inspection only | Single family | [9 empty] | Non-Lead
| 1579 LANA DR | Non-lead - Copper | On site inspection only | Non-lead - Plastic | No | On site inspection only | Single family | [9 empty] | Non-Lead
| 1461 LANA DR | Non-lead - Copper | On site inspection only | Non-lead - Plastic | No | On site inspection only | Single family | [9 empty] | Non-Lead
| 1357 LANA DR | Non-lead - Copper | On site inspection only | Non-lead - Plastic | No | On site inspection only | Single family | [9 empty] | Non-Lead
| 1145 LANA DR | Non-lead - Copper | On site inspection only | Non-lead - Plastic | No | On site inspection only | Single family | [9 empty] | Non-Lead
| 1021 LANA DR | Non-lead - Copper | On site inspection only | Non-lead - Plastic | No | On site inspection only | Single family | [9 empty] | Non-Lead
| 913 LANA DR | Non-lead - Copper | On site inspection only | Non-lead - Plastic | No | On site inspection only | Single family | [9 empty] | Non-Lead
| 2601 KILLIAN SPRING DR | Non-lead - Copper | On site inspection only | Non-lead - Plastic | No | On site inspection only | Single family | [9 empty] | Non-Lead
| 2701 KILLIAN SPRING DR | Non-lead - Copper | On site inspection only | Non-lead - Plastic | No | On site inspection only | Single family | [9 empty] | Non-Lead
| 2700 GUNDERSON AVE | Non-lead - Copper | On site inspection only | Non-lead - Plastic | No | On site inspection only | Single family | [9 empty] | Non-Lead
| 2700 GUNDERSON AVE | Non-lead - Copper | On site inspection only | Non-lead - Plastic | No | On site inspection only | Single family | [9 empty] | Non-Lead
| 940 PANA ST | Non-lead - Copper | On site inspection only | Galvanized (Iron or Steel) | No | On site inspection only | Single family | [9 empty] | Non-Lead
| 799 HARDCASTLE AVE | Non-lead - Copper | On site inspection only | Non-lead - Copper | No | On site inspection only | Single family | [9 empty] | Non-Lead
| 1425 E LINCOLN ST | Non-lead - Copper | On site inspection only | Non-lead - Copper | No | On site inspection only | Single family | [9 empty] | Non-Lead
| 1411 E LINCOLN ST | Non-lead - Copper | On site inspection only | Non-lead - Copper | No | On site inspection only | Single family | [9 empty] | Non-Lead
| 937 CAHILL WAY | Non-lead - Copper | On site inspection only | Galvanized (Iron or Steel) | No | On site inspection only | Single family | [9 empty] | Non-Lead
| 1350 THOMPSON RD | Non-lead - Copper | On site inspection only | Galvanized (Iron or Steel) | No | On site inspection only | Single family | [9 empty] | Non-Lead
| 380 JANA CT | Non-lead - Copper | On site inspection only | Non-lead - Copper | No | On site inspection only | Single family | [9 empty] | Non-Lead
| 1327 MULBERRY DR | Non-lead - Copper | On site inspection only | Non-lead - Copper | No | On site inspection only | Single family | [9 empty] | Non-Lead
| 725 MAPLEWOOD CT | Non-lead - Copper | On site inspection only | Non-lead - Copper | No | On site inspection only | Single family | [9 empty] | Non-Lead
| 1137 RANDOLPH RD | Non-lead - Copper | On site inspection only | Galvanized (Iron or Steel) | No | On site inspection only | Single family | [9 empty] | Non-Lead
| 1069 N FIRST ST | Non-lead - Copper | On site inspection only | Galvanized (Iron or Steel) | No | On site inspection only | Single family | [9 empty] | Non-Lead
| 1680 KING WAY | Non-lead - Copper | On site inspection only | Galvanized (Iron or Steel) | No | On site inspection only | Single family | [9 empty] | Non-Lead
| 2679 STANFORD ST | Non-lead - Copper | On site inspection only | Non-lead - Copper | No | On site inspection only | Single family | [9 empty] | Non-Lead
| 765 S PACIFIC HWY #39 | Non-lead - Copper | On site inspection only | Galvanized (Iron or Steel) | No | On site inspection only | Single family | [9 empty] | Non-Lead
| 1415 W LINCOLN ST | Non-lead - Copper | On site inspection only | Non-lead - Copper | No | On site inspection only | Single family | [9 empty] | Non-Lead
| 347 MARSHALL ST | Non-lead - Copper | On site inspection only | Non-lead - Copper | No | On site inspection only | Single family | [9 empty] | Non-Lead
| 548 OGLE ST | Non-lead - Copper | On site inspection only | Non-lead - Copper | No | On site inspection only | Single family | [9 empty] | Non-Lead
| 2937 OXFORD ST | Non-lead - Copper | On site inspection only | Non-lead - Copper | No | On site inspection only | Single family | [9 empty] | Non-Lead
| 3398 HAWTHORN CIR | Non-lead - Copper | On site inspection only | Non-lead - Copper | No | On site inspection only | Single family | [9 empty] | Non-Lead
| 767 HALL ST | Non-lead - Copper | On site inspection only | Non-lead - Copper | No | On site inspection only | Single family | [9 empty] | Non-Lead
| 1012 ORCHARD LN | Non-lead - Copper | On site inspection only | Non-lead - Copper | No | On site inspection only | Single family | [9 empty] | Non-Lead
| 1513 UMPQUA RD | Non-lead - Copper | On site inspection only | Galvanized (Iron or Steel) | No | On site inspection only | Single family | [9 empty] | Non-Lead
| 483 RYE ST | Non-lead - Copper | On site inspection only | Non-lead - Plastic | No | On site inspection only | Single family | [9 empty] | Non-Lead
| 11860 NE CHATEAU DR | Non-lead - Copper | On site inspection only | Non-lead - Copper | No | On site inspection only | Single family | [9 empty] | Non-Lead
| 1386 THOMPSON RD | Non-lead - Copper | On site inspection only | Non-lead - Copper | No | On site inspection only | Single family | [9 empty] | Non-Lead
| 612 N CASCADE DR #18A | Non-lead - Copper | On site inspection only | Non-lead - Copper | No | On site inspection only | Single family | [9 empty] | Non-Lead
| 953 OREGON WAY | Non-lead - Copper | On site inspection only | Galvanized (Iron or Steel) | No | On site inspection only | Single family | [9 empty] | Non-Lead
| 775 HARDCASTLE AVE | Non-lead - Copper | On site inspection only | Non-lead - Copper | No | On site inspection only | Single family | [9 empty] | Non-Lead
| 278 BRADLEY ST | Non-lead - Copper | On site inspection only | Non-lead - Copper | No | On site inspection only | Single family | [9 empty] | Non-Lead
| 486 SYCAMORE AVE | Non-lead - Copper | On site inspection only | Non-lead - Copper | No | On site inspection only | Single family | [9 empty] | Non-Lead
| 876 CHURCH ST | Non-lead - Copper | On site inspection only | Non-lead - Copper | No | On site inspection only | Single family | [9 empty] | Non-Lead
| 285 OLIVE AVE | Non-lead - Copper | On site inspection only | Non-lead - Copper | No | On site inspection only | Single family | [9 empty] | Non-Lead
| 789 N SECOND ST | Non-lead - Copper | On site inspection only | Non-lead - Copper | No | On site inspection only | Single family | [9 empty] | Non-Lead
| 3162 NEKIA ST | Non-lead - Copper | On site inspection only | Non-lead - Copper | No | On site inspection only | Single family | [9 empty] | Non-Lead
| 820 BRYAN ST | Non-lead - Copper | On site inspection only | Non-lead - Copper | No | On site inspection only | Single family | [9 empty] | Non-Lead
| 1198 KOTKA ST | Non-lead - Copper | On site inspection only | Non-lead - Copper | No | On site inspection only | Single family | [9 empty] | Non-Lead
| 827 CORBY ST | Non-lead - Copper | On site inspection only | Non-lead - Copper | No | On site inspection only | Single family | [9 empty] | Non-Lead
| 765 S PACIFIC HWY #42 | Non-lead - Copper | On site inspection only | Galvanized (Iron or Steel) | No | On site inspection only | Single family | [9 empty] | Non-Lead
| 261 BOEAN LN | Non-lead - Copper | On site inspection only | Non-lead - Copper | No | On site inspection only | Single family | [9 empty] | Non-Lead
| 393 SYCAMORE AVE | Non-lead - Copper | On site inspection only | Non-lead - Copper | No | On site inspection only | Single family | [9 empty] | Non-Lead
| 661 HIGH ST | Non-lead - Copper | On site inspection only | Non-lead - Copper | No | On site inspection only | Single family | [9 empty] | Non-Lead
| 1315 RAINIER RD | Non-lead - Copper | On site inspection only | Galvanized (Iron or Steel) | No | On site inspection only | Single family | [9 empty] | Non-Lead
| 310 OAK ST | Non-lead - Copper | On site inspection only | Non-lead - Copper | No | On site inspection only | Single family | [9 empty] | Non-Lead
| 1262 DAYLILY ST | Non-lead - Copper | On site inspection only | Non-lead - Plastic | No | On site inspection only | Single family | [9 empty] | Non-Lead
| 450 VINE AVE | Non-lead - Copper | On site inspection only | Non-lead - Copper | No | On site inspection only | Single family | [9 empty] | Non-Lead
| 751 NORTH CT | Non-lead - Copper | On site inspection only | Non-lead - Copper | No | On site inspection only | Single family | [9 empty] | Non-Lead
| 1330 INDEPENDENCE AVE | Non-lead - Copper | On site inspection only | Non-lead - Copper | No | On site inspection only | Single family | [9 empty] | Non-Lead
| 1372 QUINN RD | Non-lead - Copper | On site inspection only | Galvanized (Iron or Steel) | No | On site inspection only | Single family | [9 empty] | Non-Lead
| 2120 KILLIAN SPRING DR | Non-lead - Copper | On site inspection only | Non-lead - Plastic | No | On site inspection only | Single family | [9 empty] | Non-Lead
| 2038 W SANTIAM DR | Non-lead - Copper | On site inspection only | Non-lead - Copper | No | On site inspection only | Single family | [9 empty] | Non-Lead
| 1600 PRINCETON RD | Non-lead - Copper | On site inspection only | Galvanized (Iron or Steel) | No | On site inspection only | Single family | [9 empty] | Non-Lead
| 1789 UMPQUA RD | Non-lead - Copper | On site inspection only | Galvanized (Iron or Steel) | No | On site inspection only | Single family | [9 empty] | Non-Lead
| 1172 PRINCETON RD | Non-lead - Copper | On site inspection only | Galvanized (Iron or Steel) | No | On site inspection only | Single family | [9 empty] | Non-Lead
| 423 DOUD ST | Non-lead - Copper | On site inspection only | Non-lead - Copper | No | On site inspection only | Single family | [9 empty] | Non-Lead
| 2189 W SANTIAM DR | Non-lead - Copper | On site inspection only | Galvanized (Iron or Steel) | No | On site inspection only | Single family | [9 empty] | Non-Lead
| 272 S COLUMBIA DR | Non-lead - Copper | On site inspection only | Galvanized (Iron or Steel) | No | On site inspection only | Single family | [9 empty] | Non-Lead
| 1428 UMPQUA CT | Non-lead - Copper | On site inspection only | Galvanized (Iron or Steel) | No | On site inspection only | Single family | [9 empty] | Non-Lead
| 881 FAIRWOOD CRES | Non-lead - Copper | On site inspection only | Non-lead - Copper | No | On site inspection only | Single family | [9 empty] | Non-Lead
| 1027 PANA ST | Non-lead - Copper | On site inspection only | Non-lead - Copper | No | On site inspection only | Single family | [9 empty] | Non-Lead
| 2064 SALLAL RD | Non-lead - Copper | On site inspection only | Galvanized (Iron or Steel) | No | On site inspection only | Single family | [9 empty] | Non-Lead
| 548 BARLEY ST | Non-lead - Copper | On site inspection only | Non-lead - Plastic | No | On site inspection only | Single family | [9 empty] | Non-Lead
| 1480 THOMPSON RD | Non-lead - Copper | On site inspection only | Non-lead - Copper | No | On site inspection only | Single family | [9 empty] | Non-Lead
| 929 BROUGHTON WAY | Non-lead - Copper | On site inspection only | Non-lead - Copper | No | On site inspection only | Single family | [9 empty] | Non-Lead
| 1986 HEATHER WAY | Non-lead - Copper | On site inspection only | Non-lead - Copper | No | On site inspection only | Single family | [9 empty] | Non-Lead
| 1360 RANDOLPH RD | Non-lead - Copper | On site inspection only | Non-lead - Copper | No | On site inspection only | Single family | [9 empty] | Non-Lead
| 531 S COLUMBIA DR | Non-lead - Copper | On site inspection only | Galvanized (Iron or Steel) | No | On site inspection only | Single family | [9 empty] | Non-Lead
| 443 S COLUMBIA DR | Non-lead - Copper | On site inspection only | Galvanized (Iron or Steel) | No | On site inspection only | Single family | [9 empty] | Non-Lead
| 1789 THOMPSON RD | Non-lead - Copper | On site inspection only | Galvanized (Iron or Steel) | No | On site inspection only | Single family | [9 empty] | Non-Lead
| 1438 COUNTRY CLUB CIR | Non-lead - Copper | On site inspection only | Galvanized (Iron or Steel) | No | On site inspection only | Single family | [9 empty] | Non-Lead
| 1362 VANDERBECK LN | Non-lead - Copper | On site inspection only | Galvanized (Iron or Steel) | No | On site inspection only | Single family | [9 empty] | Non-Lead
| 255 E CLACKAMAS CIR | Non-lead - Copper | On site inspection only | Non-lead - Copper | No | On site inspection only | Single family | [9 empty] | Non-Lead
| 1305 MULBERRY DR | Non-lead - Copper | On site inspection only | Non-lead - Copper | No | On site inspection only | Single family | [9 empty] | Non-Lead
| 849 BLAINE ST | Non-lead - Copper | On site inspection only | Non-lead - Copper | No | On site inspection only | Single family | [9 empty] | Non-Lead
| 1763 VANDERBECK LN | Non-lead - Copper | On site inspection only | Galvanized (Iron or Steel) | No | On site inspection only | Single family | [9 empty] | Non-Lead
| 702 S SETTLEMIER AVE | Non-lead - Copper | On site inspection only | Non-lead - Copper | No | On site inspection only | Single family | [9 empty] | Non-Lead
| 1378 PRINCETON RD | Non-lead - Copper | On site inspection only | Galvanized (Iron or Steel) | No | On site inspection only | Single family | [9 empty] | Non-Lead
| 791 S CASCADE DR | Non-lead - Copper | On site inspection only | Non-lead - Copper | No | On site inspection only | Single family | [9 empty] | Non-Lead
| 1285 TIERRA LYNN DR | Non-lead - Copper | On site inspection only | Galvanized (Iron or Steel) | No | On site inspection only | Single family | [9 empty] | Non-Lead
| 2098 HEATHER WAY | Non-lead - Copper | On site inspection only | Non-lead - Copper | No | On site inspection only | Single family | [9 empty] | Non-Lead
| 612 N CASCADE DR #31 | Non-lead - Copper | On site inspection only | Galvanized (Iron or Steel) | No | On site inspection only | Single family | [9 empty] | Non-Lead
| 1365 GEORGE ST | Non-lead - Copper | On site inspection only | Non-lead - Copper | No | On site inspection only | Single family | [9 empty] | Non-Lead
| 900 BEN BROWN LN | Non-lead - Copper | On site inspection only | Non-lead - Plastic | No | On site inspection only | Single family | [9 empty] | Non-Lead
| 474 WORKMAN DR | Non-lead - Copper | On site inspection only | Galvanized (Iron or Steel) | No | On site inspection only | Single family | [9 empty] | Non-Lead
| 1295 GEORGE ST | Non-lead - Copper | On site inspection only | Non-lead - Copper | No | On site inspection only | Single family | [9 empty] | Non-Lead
| 273 PALM AVE | Non-lead - Copper | On site inspection only | Non-lead - Copper | No | On site inspection only | Single family | [9 empty] | Non-Lead
| 767 FAIRWOOD CRES | Non-lead - Copper | On site inspection only | Non-lead - Copper | No | On site inspection only | Single family | [9 empty] | Non-Lead
| 225 E LINCOLN ST | Non-lead - Copper | On site inspection only | Non-lead - Copper | No | On site inspection only | Single family | [9 empty] | Non-Lead
| 283 E CLACKAMAS CIR | Non-lead - Copper | On site inspection only | Galvanized (Iron or Steel) | No | On site inspection only | Single family | [9 empty] | Non-Lead
| 518 S COLUMBIA DR | Non-lead - Copper | On site inspection only | Non-lead - Copper | No | On site inspection only | Single family | [9 empty] | Non-Lead
| 140 BRIDLEWOOD LN | Non-lead - Copper | On site inspection only | Non-lead - Copper | No | On site inspection only | Single family | [9 empty] | Non-Lead
| 1045 N FIRST ST | Non-lead - Copper | On site inspection only | Non-lead - Copper | No | On site inspection only | Single family | [9 empty] | Non-Lead
| 612 N CASCADE DR #6 | Non-lead - Copper | On site inspection only | Galvanized (Iron or Steel) | No | On site inspection only | Single family | [9 empty] | Non-Lead
| 1503 UMPQUA PL | Non-lead - Copper | On site inspection only | Galvanized (Iron or Steel) | No | On site inspection only | Single family | [9 empty] | Non-Lead
| 1010 RANDOLPH RD | Non-lead - Copper | On site inspection only | Galvanized (Iron or Steel) | No | On site inspection only | Single family | [9 empty] | Non-Lead
| 286 AKSENIA ST | Non-lead - Copper | On site inspection only | Non-lead - Copper | No | On site inspection only | Single family | [9 empty] | Non-Lead
| 852 S CASCADE DR | Non-lead - Copper | On site inspection only | Galvanized (Iron or Steel) | No | On site inspection only | Single family | [9 empty] | Non-Lead
| 1619 THOMPSON RD | Non-lead - Copper | On site inspection only | Galvanized (Iron or Steel) | No | On site inspection only | Single family | [9 empty] | Non-Lead
| 1661 PRINCETON RD | Non-lead - Copper | On site inspection only | Galvanized (Iron or Steel) | No | On site inspection only | Single family | [9 empty] | Non-Lead
| 30 SMITH CT | Non-lead - Copper | On site inspection only | Non-lead - Copper | No | On site inspection only | Single family | [9 empty] | Non-Lead
| 991 W HAYES ST | Non-lead - Copper | On site inspection only | Non-lead - Copper | No | On site inspection only | Single family | [9 empty] | Non-Lead
| 1551 DAYLILY ST | Non-lead - Copper | On site inspection only | Non-lead - Plastic | No | On site inspection only | Single family | [9 empty] | Non-Lead
| 1347 WILLOW AVE | Non-lead - Copper | On site inspection only | Non-lead - Copper | No | On site inspection only | Single family | [9 empty] | Non-Lead
| 2588 PATRIOT ST | Non-lead - Copper | On site inspection only | Non-lead - Copper | No | On site inspection only | Single family | [9 empty] | Non-Lead
| 740 HERMANSON ST | Non-lead - Copper | On site inspection only | Non-lead - Copper | No | On site inspection only | Single family | [9 empty] | Non-Lead
| 1415 SALLAL RD | Non-lead - Copper | On site inspection only | Galvanized (Iron or Steel) | No | On site inspection only | Single family | [9 empty] | Non-Lead
| 3039 REED AVE | Non-lead - Copper | On site inspection only | Non-lead - Copper | No | On site inspection only | Single family | [9 empty] | Non-Lead
| 503 COMSTOCK AVE | Non-lead - Copper | On site inspection only | Non-lead - Copper | No | On site inspection only | Single family | [9 empty] | Non-Lead
| 765 S PACIFIC HWY #7 | Non-lead - Copper | On site inspection only | Galvanized (Iron or Steel) | No | On site inspection only | Single family | [9 empty] | Non-Lead
| 2609 OXFORD ST | Non-lead - Copper | On site inspection only | Non-lead - Copper | No | On site inspection only | Single family | [9 empty] | Non-Lead
| 2850 OXFORD ST | Non-lead - Copper | On site inspection only | Galvanized (Iron or Steel) | No | On site inspection only | Single family | [9 empty] | Non-Lead
| 855 N SECOND ST | Non-lead - Copper | On site inspection only | Galvanized (Iron or Steel) | No | On site inspection only | Single family | [9 empty] | Non-Lead
| 1607 THOMPSON RD | Non-lead - Copper | On site inspection only | Galvanized (Iron or Steel) | No | On site inspection only | Single family | [9 empty] | Non-Lead
| 846 KELOWNA ST | Non-lead - Copper | On site inspection only | Non-lead - Copper | No | On site inspection only | Single family | [9 empty] | Non-Lead
| 1335 MULBERRY DR | Non-lead - Copper | On site inspection only | Non-lead - Copper | No | On site inspection only | Single family | [9 empty] | Non-Lead
| 653 E CLACKAMAS CIR | Non-lead - Copper | On site inspection only | Galvanized (Iron or Steel) | No | On site inspection only | Single family | [9 empty] | Non-Lead
| 2202 W HAYES ST | Non-lead - Copper | On site inspection only | Non-lead - Copper | No | On site inspection only | Single family | [9 empty] | Non-Lead
| 1299 BERNARD DR | Non-lead - Copper | On site inspection only | Non-lead - Copper | No | On site inspection only | Single family | [9 empty] | Non-Lead
| 361 MCLAUGHLIN DR | Non-lead - Copper | On site inspection only | Non-lead - Copper | No | On site inspection only | Single family | [9 empty] | Non-Lead
| 2847 ROANOKE ST | Non-lead - Copper | On site inspection only | Non-lead - Copper | No | On site inspection only | Single family | [9 empty] | Non-Lead
| 449 TURNBERRY AVE | Non-lead - Copper | On site inspection only | Non-lead - Copper | No | On site inspection only | Single family | [9 empty] | Non-Lead
| 1020 ASTOR WAY | Non-lead - Copper | On site inspection only | Non-lead - Copper | No | On site inspection only | Single family | [9 empty] | Non-Lead
| 2029 SALLAL RD | Non-lead - Copper | On site inspection only | Galvanized (Iron or Steel) | No | On site inspection only | Single family | [9 empty] | Non-Lead
| 746 NORTH CT | Non-lead - Copper | On site inspection only | Non-lead - Copper | No | On site inspection only | Single family | [9 empty] | Non-Lead
| 1410 KEVIN CT | Non-lead - Copper | On site inspection only | Non-lead - Copper | No | On site inspection only | Single family | [9 empty] | Non-Lead
| 643 S COLUMBIA DR | Non-lead - Copper | On site inspection only | Galvanized (Iron or Steel) | No | On site inspection only | Single family | [9 empty] | Non-Lead
| 1573 SALLAL CT | Non-lead - Copper | On site inspection only | Galvanized (Iron or Steel) | No | On site inspection only | Single family | [9 empty] | Non-Lead
| 2590 LEXINGTON CT | Non-lead - Copper | On site inspection only | Non-lead - Copper | No | On site inspection only | Single family | [9 empty] | Non-Lead
| 280 OLIVE AVE | Non-lead - Copper | On site inspection only | Non-lead - Copper | No | On site inspection only | Single family | [9 empty] | Non-Lead
| 397 OLIVE AVE | Non-lead - Copper | On site inspection only | Non-lead - Copper | No | On site inspection only | Single family | [9 empty] | Non-Lead
| 332 BAYLOR DR | Non-lead - Copper | On site inspection only | Non-lead - Copper | No | On site inspection only | Single family | [9 empty] | Non-Lead
| 1349 JUDY ST | Non-lead - Copper | On site inspection only | Non-lead - Copper | No | On site inspection only | Single family | [9 empty] | Non-Lead
| 838 HAZELNUT DR | Non-lead - Copper | On site inspection only | Non-lead - Copper | No | On site inspection only | Single family | [9 empty] | Non-Lead
| 1445 AUDREY WAY | Non-lead - Copper | On site inspection only | Non-lead - Copper | No | On site inspection only | Single family | [9 empty] | Non-Lead
| 1536 WALTON WAY | Non-lead - Copper | On site inspection only | Galvanized (Iron or Steel) | No | On site inspection only | Single family | [9 empty] | Non-Lead
| 1049 MCKINLEY ST | Non-lead - Copper | On site inspection only | Non-lead - Copper | No | On site inspection only | Single family | [9 empty] | Non-Lead
| 375 S COLUMBIA DR | Non-lead - Copper | On site inspection only | Galvanized (Iron or Steel) | No | On site inspection only | Single family | [9 empty] | Non-Lead
| 1325 INDEPENDENCE AVE | Non-lead - Copper | On site inspection only | Non-lead - Copper | No | On site inspection only | Single family | [9 empty] | Non-Lead
| 1322 HAMPTON WAY | Non-lead - Copper | On site inspection only | Galvanized (Iron or Steel) | No | On site inspection only | Single family | [9 empty] | Non-Lead
| 1248 KOTKA ST | Non-lead - Copper | On site inspection only | Non-lead - Copper | No | On site inspection only | Single family | [9 empty] | Non-Lead
| 896 KELOWNA ST | Non-lead - Copper | On site inspection only | Non-lead - Copper | No | On site inspection only | Single family | [9 empty] | Non-Lead
| 1080 WILSON ST | Non-lead - Copper | On site inspection only | Non-lead - Copper | No | On site inspection only | Single family | [9 empty] | Non-Lead
| 1002 PANA ST | Non-lead - Copper | On site inspection only | Non-lead - Copper | No | On site inspection only | Single family | [9 empty] | Non-Lead
| 1138 PARK CIR | Non-lead - Copper | On site inspection only | Non-lead - Copper | No | On site inspection only | Single family | [9 empty] | Non-Lead
| 1243 CONSTITUTION AVE | Non-lead - Copper | On site inspection only | Non-lead - Copper | No | On site inspection only | Single family | [9 empty] | Non-Lead
| 1066 HERMANSON ST | Non-lead - Copper | On site inspection only | Non-lead - Copper | No | On site inspection only | Single family | [9 empty] | Non-Lead
| 500 MARSHALL ST | Non-lead - Copper | On site inspection only | Non-lead - Copper | No | On site inspection only | Single family | [9 empty] | Non-Lead
| 766 E LINCOLN ST | Non-lead - Copper | On site inspection only | Non-lead - Copper | No | On site inspection only | Single family | [9 empty] | Non-Lead
| 840 MCKINLEY ST | Non-lead - Copper | On site inspection only | Non-lead - Copper | No | On site inspection only | Single family | [9 empty] | Non-Lead
| 811 OSTROM DR | Non-lead - Copper | On site inspection only | Non-lead - Plastic | No | On site inspection only | Single family | [9 empty] | Non-Lead
| 2152 SMITH DR | Non-lead - Copper | On site inspection only | Non-lead - Plastic | No | On site inspection only | Single family | [9 empty] | Non-Lead
| 1315 JAMES ST | Non-lead - Copper | On site inspection only | Non-lead - Copper | No | On site inspection only | Single family | [9 empty] | Non-Lead
| 720 E LINCOLN ST | Non-lead - Copper | On site inspection only | Non-lead - Copper | No | On site inspection only | Single family | [9 empty] | Non-Lead
| 875 E CLEVELAND ST | Non-lead - Copper | On site inspection only | Non-lead - Copper | No | On site inspection only | Single family | [9 empty] | Non-Lead
| 1285 MARCEL DR | Non-lead - Copper | On site inspection only | Non-lead - Copper | No | On site inspection only | Single family | [9 empty] | Non-Lead
| 401 COMSTOCK AVE | Non-lead - Copper | On site inspection only | Non-lead - Copper | No | On site inspection only | Single family | [9 empty] | Non-Lead
| 1281 W HAYES ST | Non-lead - Copper | On site inspection only | Non-lead - Copper | No | On site inspection only | Single family | [9 empty] | Non-Lead
| 1573 ARLINGTON AVE | Non-lead - Copper | On site inspection only | Non-lead - Copper | No | On site inspection only | Single family | [9 empty] | Non-Lead
| 274 WILLOW AVE | Non-lead - Copper | On site inspection only | Non-lead - Copper | No | On site inspection only | Single family | [9 empty] | Non-Lead
| 1050 QUEEN CITY BLVD | Non-lead - Copper | On site inspection only | Non-lead - Copper | No | On site inspection only | Single family | [9 empty] | Non-Lead
| 209 BAYLOR DR | Non-lead - Copper | On site inspection only | Non-lead - Copper | No | On site inspection only | Single family | [9 empty] | Non-Lead
| 2581 JAMESTOWN ST | Non-lead - Copper | On site inspection only | Non-lead - Copper | No | On site inspection only | Single family | [9 empty] | Non-Lead
| 2633 DUKE ST | Non-lead - Copper | On site inspection only | Non-lead - Plastic | No | On site inspection only | Single family | [9 empty] | Non-Lead
| 700 JOYCE ST | Non-lead - Copper | On site inspection only | Non-lead - Copper | No | On site inspection only | Single family | [9 empty] | Non-Lead
| 444 PAULUS CT | Non-lead - Copper | On site inspection only | Non-lead - Copper | No | On site inspection only | Single family | [9 empty] | Non-Lead
| 1090 PARK AVE | Non-lead - Copper | On site inspection only | Non-lead - Copper | No | On site inspection only | Single family | [9 empty] | Non-Lead
| 3323 LINFIELD AVE | Non-lead - Copper | On site inspection only | Non-lead - Copper | No | On site inspection only | Single family | [9 empty] | Non-Lead
| 1045 MCKINLEY ST | Non-lead - Copper | On site inspection only | Non-lead - Copper | No | On site inspection only | Single family | [9 empty] | Non-Lead
| 755 TUKWILA DR | Non-lead - Copper | On site inspection only | Non-lead - Copper | No | On site inspection only | Single family | [9 empty] | Non-Lead
| 147 BRADLEY ST | Non-lead - Copper | On site inspection only | Non-lead - Copper | No | On site inspection only | Single family | [9 empty] | Non-Lead
| 1133 N FRONT ST | Non-lead - Copper | On site inspection only | Non-lead - Copper | No | On site inspection only | Single family | [9 empty] | Non-Lead
| 1519 GRANITE ST | Non-lead - Copper | On site inspection only | Non-lead - Plastic | No | On site inspection only | Single family | [9 empty] | Non-Lead
| 1261 QUINN RD | Non-lead - Copper | On site inspection only | Galvanized (Iron or Steel) | No | On site inspection only | Single family | [9 empty] | Non-Lead
| 1212 E CLEVELAND ST | Non-lead - Copper | On site inspection only | Non-lead - Copper | No | On site inspection only | Single family | [9 empty] | Non-Lead
| 514 COMSTOCK AVE | Non-lead - Copper | On site inspection only | Non-lead - Copper | No | On site inspection only | Single family | [9 empty] | Non-Lead
| 1785 WOODLAND AVE | Non-lead - Copper | On site inspection only | Non-lead - Copper | No | On site inspection only | Single family | [9 empty] | Non-Lead
| 1180 DELLMOOR WAY | Non-lead - Copper | On site inspection only | Non-lead - Copper | No | On site inspection only | Single family | [9 empty] | Non-Lead
| 1075 ORCHARD LN | Non-lead - Copper | On site inspection only | Non-lead - Copper | No | On site inspection only | Single family | [9 empty] | Non-Lead
| 497 KILLIAN SPRING DR | Non-lead - Copper | On site inspection only | Non-lead - Plastic | No | On site inspection only | Single family | [9 empty] | Non-Lead
| 394 WILLOW AVE | Non-lead - Copper | On site inspection only | Non-lead - Copper | No | On site inspection only | Single family | [9 empty] | Non-Lead
| 328 MCLAUGHLIN DR | Non-lead - Copper | On site inspection only | Non-lead - Copper | No | On site inspection only | Single family | [9 empty] | Non-Lead
| 796 OSTROM DR | Non-lead - Copper | On site inspection only | Non-lead - Plastic | No | On site inspection only | Single family | [9 empty] | Non-Lead
| 1058 RANDOLPH RD | Non-lead - Copper | On site inspection only | Galvanized (Iron or Steel) | No | On site inspection only | Single family | [9 empty] | Non-Lead
| 2174 COUNTRY CLUB RD | Non-lead - Copper | On site inspection only | Non-lead - Copper | No | On site inspection only | Single family | [9 empty] | Non-Lead
| 1637 PRINCETON RD | Non-lead - Copper | On site inspection only | Galvanized (Iron or Steel) | No | On site inspection only | Single family | [9 empty] | Non-Lead
| 1301 SUNFLOWER ST | Non-lead - Copper | On site inspection only | Non-lead - Plastic | No | On site inspection only | Single family | [9 empty] | Non-Lead
| 1620 FINZER WAY | Non-lead - Copper | On site inspection only | Non-lead - Copper | No | On site inspection only | Single family | [9 empty] | Non-Lead
| 2222 W HAYES ST | Non-lead - Copper | On site inspection only | Non-lead - Copper | No | On site inspection only | Single family | [9 empty] | Non-Lead
| 571 OATS ST | Non-lead - Copper | On site inspection only | Non-lead - Plastic | No | On site inspection only | Single family | [9 empty] | Non-Lead
| 643 N CASCADE DR | Non-lead - Copper | On site inspection only | Galvanized (Iron or Steel) | No | On site inspection only | Single family | [9 empty] | Non-Lead
| 1386 UMPQUA RD | Non-lead - Copper | On site inspection only | Galvanized (Iron or Steel) | No | On site inspection only | Single family | [9 empty] | Non-Lead
| 1637 PARK AVE | Non-lead - Copper | On site inspection only | Galvanized (Iron or Steel) | No | On site inspection only | Single family | [9 empty] | Non-Lead
| 611 W CLACKAMAS CIR | Non-lead - Copper | On site inspection only | Galvanized (Iron or Steel) | No | On site inspection only | Single family | [9 empty] | Non-Lead
| 1149 DAHLIA ST | Non-lead - Copper | On site inspection only | Non-lead - Plastic | No | On site inspection only | Single family | [9 empty] | Non-Lead
| 206 PALM AVE | Non-lead - Copper | On site inspection only | Non-lead - Copper | No | On site inspection only | Single family | [9 empty] | Non-Lead
| 765 S PACIFIC HWY #52 | Non-lead - Copper | On site inspection only | Galvanized (Iron or Steel) | No | On site inspection only | Single family | [9 empty] | Non-Lead
| 1047 YOUNG ST | Non-lead - Copper | On site inspection only | Non-lead - Copper | No | On site inspection only | Single family | [9 empty] | Non-Lead
| 3567 SWEETWATER AVE | Non-lead - Copper | On site inspection only | Non-lead - Copper | No | On site inspection only | Single family | [9 empty] | Non-Lead
| 1615 ECOLA WAY | Non-lead - Copper | On site inspection only | Non-lead - Copper | No | On site inspection only | Single family | [9 empty] | Non-Lead
| 2812 BOGIE CT | Non-lead - Copper | On site inspection only | Non-lead - Copper | No | On site inspection only | Single family | [9 empty] | Non-Lead
| 220 GATCH ST | Non-lead - Copper | On site inspection only | Non-lead - Copper | No | On site inspection only | Single family | [9 empty] | Non-Lead
| 583 THIRD ST | Non-lead - Copper | On site inspection only | Galvanized (Iron or Steel) | No | On site inspection only | Single family | [9 empty] | Non-Lead
| 256 E CLACKAMAS CIR | Non-lead - Copper | On site inspection only | Galvanized (Iron or Steel) | No | On site inspection only | Single family | [9 empty] | Non-Lead
| 589 HARDCASTLE AVE | Non-lead - Copper | On site inspection only | Non-lead - Copper | No | On site inspection only | Single family | [9 empty] | Non-Lead
| 389 CORNWELL ST | Non-lead - Copper | On site inspection only | Non-lead - Plastic | No | On site inspection only | Single family | [9 empty] | Non-Lead
| 1045 BRYAN ST A | Non-lead - Copper | On site inspection only | Non-lead - Copper | No | On site inspection only | Single family | [9 empty] | Non-Lead
| 2600 OXFORD ST | Non-lead - Copper | On site inspection only | Non-lead - Copper | No | On site inspection only | Single family | [9 empty] | Non-Lead
| 1730 THOMPSON RD | Non-lead - Copper | On site inspection only | Non-lead - Copper | No | On site inspection only | Single family | [9 empty] | Non-Lead
| 1394 HAMPTON WAY | Non-lead - Copper | On site inspection only | Non-lead - Copper | No | On site inspection only | Single family | [9 empty] | Non-Lead
| 725 S FRONT ST | Non-lead - Copper | On site inspection only | Non-lead - Copper | No | On site inspection only | Single family | [9 empty] | Non-Lead
| 1054 N SECOND ST | Non-lead - Copper | On site inspection only | Non-lead - Copper | No | On site inspection only | Single family | [9 empty] | Non-Lead
| 547 FIR ST | Non-lead - Copper | On site inspection only | Non-lead - Copper | No | On site inspection only | Single family | [9 empty] | Non-Lead
| 529 A ST | Non-lead - Copper | On site inspection only | Non-lead - Copper | No | On site inspection only | Single family | [9 empty] | Non-Lead
| 1510 INDEPENDENCE AVE | Non-lead - Copper | On site inspection only | Non-lead - Copper | No | On site inspection only | Single family | [9 empty] | Non-Lead
| 400 S CASCADE DR | Non-lead - Copper | On site inspection only | Galvanized (Iron or Steel) | No | On site inspection only | Single family | [9 empty] | Non-Lead
| 760 E CLEVELAND ST | Non-lead - Copper | On site inspection only | Non-lead - Copper | No | On site inspection only | Single family | [9 empty] | Non-Lead
| 1482 AZTEC DR | Non-lead - Copper | On site inspection only | Galvanized (Iron or Steel) | No | On site inspection only | Single family | [9 empty] | Non-Lead
| 1510 TOMLIN AVE | Non-lead - Copper | On site inspection only | Non-lead - Copper | No | On site inspection only | Single family | [9 empty] | Non-Lead
| 1473 JAMES ST | Non-lead - Copper | On site inspection only | Non-lead - Copper | No | On site inspection only | Single family | [9 empty] | Non-Lead
| 1326 HARDCASTLE AVE | Non-lead - Copper | On site inspection only | Non-lead - Copper | No | On site inspection only | Single family | [9 empty] | Non-Lead
| 635 HARRISON ST | Non-lead - Copper | On site inspection only | Non-lead - Copper | No | On site inspection only | Single family | [9 empty] | Non-Lead
| 745 ELANA WAY | Non-lead - Copper | On site inspection only | Non-lead - Copper | No | On site inspection only | Single family | [9 empty] | Non-Lead
| 1667 PARK AVE | Non-lead - Copper | On site inspection only | Non-lead - Copper | No | On site inspection only | Single family | [9 empty] | Non-Lead
| 805 ELANA WAY | Non-lead - Copper | On site inspection only | Non-lead - Copper | No | On site inspection only | Single family | [9 empty] | Non-Lead
| 896 PANA ST | Non-lead - Copper | On site inspection only | Non-lead - Copper | No | On site inspection only | Single family | [9 empty] | Non-Lead
| 1640 W LINCOLN ST | Non-lead - Copper | On site inspection only | Non-lead - Copper | No | On site inspection only | Single family | [9 empty] | Non-Lead
| 529 S FRONT ST | Non-lead - Copper | On site inspection only | Non-lead - Copper | No | On site inspection only | Single family | [9 empty] | Non-Lead
| 395 ANDREA CT | Non-lead - Copper | On site inspection only | Non-lead - Copper | No | On site inspection only | Single family | [9 empty] | Non-Lead
| 325 BRANDYWINE CT | Non-lead - Copper | On site inspection only | Non-lead - Copper | No | On site inspection only | Single family | [9 empty] | Non-Lead
| 333 BROWN ST | Non-lead - Copper | On site inspection only | Non-lead - Copper | No | On site inspection only | Single family | [9 empty] | Non-Lead
| 1595 TIERRA LYNN DR | Non-lead - Copper | On site inspection only | Galvanized (Iron or Steel) | No | On site inspection only | Single family | [9 empty] | Non-Lead
| 1080 KELOWNA CT | Non-lead - Copper | On site inspection only | Non-lead - Copper | No | On site inspection only | Single family | [9 empty] | Non-Lead
| 1870 THOMPSON RD | Non-lead - Copper | On site inspection only | Galvanized (Iron or Steel) | No | On site inspection only | Single family | [9 empty] | Non-Lead
| 331 S COLUMBIA DR | Non-lead - Copper | On site inspection only | Galvanized (Iron or Steel) | No | On site inspection only | Single family | [9 empty] | Non-Lead
| 344 BRADLEY ST | Non-lead - Copper | On site inspection only | Non-lead - Copper | No | On site inspection only | Single family | [9 empty] | Non-Lead
| 2380 MILLER FARM RD | Non-lead - Copper | On site inspection only | Non-lead - Copper | No | On site inspection only | Single family | [9 empty] | Non-Lead
| 384 MCLAUGHLIN DR | Non-lead - Copper | On site inspection only | Non-lead - Copper | No | On site inspection only | Single family | [9 empty] | Non-Lead
| 1263 GREENVIEW DR | Non-lead - Copper | On site inspection only | Non-lead - Copper | No | On site inspection only | Single family | [9 empty] | Non-Lead
| 1092 WILSON ST | Non-lead - Copper | On site inspection only | Non-lead - Copper | No | On site inspection only | Single family | [9 empty] | Non-Lead
| 1285 DAYLILY ST | Non-lead - Copper | On site inspection only | Non-lead - Plastic | No | On site inspection only | Single family | [9 empty] | Non-Lead
| 3305 LINFIELD AVE | Non-lead - Copper | On site inspection only | Non-lead - Copper | No | On site inspection only | Single family | [9 empty] | Non-Lead
| 1266 ELANA DR | Non-lead - Copper | On site inspection only | Non-lead - Copper | No | On site inspection only | Single family | [9 empty] | Non-Lead
| 1148 KENNEDY ST | Non-lead - Copper | On site inspection only | Non-lead - Copper | No | On site inspection only | Single family | [9 empty] | Non-Lead
| 375 SYCAMORE AVE | Non-lead - Copper | On site inspection only | Non-lead - Copper | No | On site inspection only | Single family | [9 empty] | Non-Lead
| 2503 ROANOKE ST | Non-lead - Copper | On site inspection only | Non-lead - Copper | No | On site inspection only | Single family | [9 empty] | Non-Lead
| 909 SIXTH ST | Non-lead - Copper | On site inspection only | Non-lead - Copper | No | On site inspection only | Single family | [9 empty] | Non-Lead
| 252 SKYLER DR | Non-lead - Copper | On site inspection only | Non-lead - Copper | No | On site inspection only | Single family | [9 empty] | Non-Lead
| 717 S FRONT ST | Non-lead - Copper | On site inspection only | Non-lead - Copper | No | On site inspection only | Single family | [9 empty] | Non-Lead
| 423 COMSTOCK AVE | Non-lead - Copper | On site inspection only | Non-lead - Copper | No | On site inspection only | Single family | [9 empty] | Non-Lead
| 1300 WILLOW AVE | Non-lead - Copper | On site inspection only | Non-lead - Copper | No | On site inspection only | Single family | [9 empty] | Non-Lead
| 445 W CLACKAMAS CIR | Non-lead - Copper | On site inspection only | Galvanized (Iron or Steel) | No | On site inspection only | Single family | [9 empty] | Non-Lead
| 1483 CONSTITUTION AVE | Non-lead - Copper | On site inspection only | Non-lead - Copper | No | On site inspection only | Single family | [9 empty] | Non-Lead
| 959 HARDCASTLE AVE | Non-lead - Copper | On site inspection only | Non-lead - Copper | No | On site inspection only | Single family | [9 empty] | Non-Lead
| 526 WARREN WAY | Non-lead - Copper | On site inspection only | Galvanized (Iron or Steel) | No | On site inspection only | Single family | [9 empty] | Non-Lead
| 1680 SALLAL RD | Non-lead - Copper | On site inspection only | Galvanized (Iron or Steel) | No | On site inspection only | Single family | [9 empty] | Non-Lead
| 1359 GREENVIEW DR | Non-lead - Copper | On site inspection only | Non-lead - Copper | No | On site inspection only | Single family | [9 empty] | Non-Lead
| 540 THIRD ST | Non-lead - Copper | On site inspection only | Galvanized (Iron or Steel) | No | On site inspection only | Single family | [9 empty] | Non-Lead
| 1960 HEATHER WAY | Non-lead - Copper | On site inspection only | Non-lead - Copper | No | On site inspection only | Single family | [9 empty] | Non-Lead
| 1564 WALTON WAY | Non-lead - Copper | On site inspection only | Galvanized (Iron or Steel) | No | On site inspection only | Single family | [9 empty] | Non-Lead
| 367 BEN BROWN LN | Non-lead - Copper | On site inspection only | Non-lead - Plastic | No | On site inspection only | Single family | [9 empty] | Non-Lead
| 397 W CLACKAMAS CIR | Non-lead - Copper | On site inspection only | Galvanized (Iron or Steel) | No | On site inspection only | Single family | [9 empty] | Non-Lead
| 989 DELLMOOR WAY | Non-lead - Copper | On site inspection only | Galvanized (Iron or Steel) | No | On site inspection only | Single family | [9 empty] | Non-Lead
| 825 HARRISON ST | Non-lead - Copper | On site inspection only | Non-lead - Copper | No | On site inspection only | Single family | [9 empty] | Non-Lead
| 1770 THOMPSON RD | Non-lead - Copper | On site inspection only | Galvanized (Iron or Steel) | No | On site inspection only | Single family | [9 empty] | Non-Lead
| 3085 LINFIELD AVE | Non-lead - Copper | On site inspection only | Non-lead - Copper | No | On site inspection only | Single family | [9 empty] | Non-Lead
| 729 N FRONT ST | Non-lead - Copper | On site inspection only | Non-lead - Copper | No | On site inspection only | Single family | [9 empty] | Non-Lead
| 640 FIR ST | Non-lead - Copper | On site inspection only | Non-lead - Copper | No | On site inspection only | Single family | [9 empty] | Non-Lead
| 871 OREGON WAY | Non-lead - Copper | On site inspection only | Galvanized (Iron or Steel) | No | On site inspection only | Single family | [9 empty] | Non-Lead
| 640 S SETTLEMIER AVE | Non-lead - Copper | On site inspection only | Non-lead - Copper | No | On site inspection only | Single family | [9 empty] | Non-Lead
| 356 A ST | Non-lead - Copper | On site inspection only | Galvanized (Iron or Steel) | No | On site inspection only | Single family | [9 empty] | Non-Lead
| 512 THIRD ST | Non-lead - Copper | On site inspection only | Non-lead - Copper | No | On site inspection only | Single family | [9 empty] | Non-Lead
| 1189 GREENVIEW DR | Non-lead - Copper | On site inspection only | Non-lead - Copper | No | On site inspection only | Single family | [9 empty] | Non-Lead
| 1060 TIERRA LYNN DR | Non-lead - Copper | On site inspection only | Galvanized (Iron or Steel) | No | On site inspection only | Single family | [9 empty] | Non-Lead
| 1085 GARFIELD ST | Non-lead - Copper | On site inspection only | Galvanized (Iron or Steel) | No | On site inspection only | Single family | [9 empty] | Non-Lead
| 612 N CASCADE DR #63 | Non-lead - Copper | On site inspection only | Galvanized (Iron or Steel) | No | On site inspection only | Single family | [9 empty] | Non-Lead
| 1535 RAINIER RD | Non-lead - Copper | On site inspection only | Galvanized (Iron or Steel) | No | On site inspection only | Single family | [9 empty] | Non-Lead
| 423 IRONWOOD TER | Non-lead - Copper | On site inspection only | Non-lead - Copper | No | On site inspection only | Single family | [9 empty] | Non-Lead
| 252 OLIVE AVE | Non-lead - Copper | On site inspection only | Non-lead - Copper | No | On site inspection only | Single family | [9 empty] | Non-Lead
| 228 PALM AVE | Non-lead - Copper | On site inspection only | Non-lead - Copper | No | On site inspection only | Single family | [9 empty] | Non-Lead
| 350 PALM AVE | Non-lead - Copper | On site inspection only | Non-lead - Copper | No | On site inspection only | Single family | [9 empty] | Non-Lead
| 1302 UMPQUA RD | Non-lead - Copper | On site inspection only | Galvanized (Iron or Steel) | No | On site inspection only | Single family | [9 empty] | Non-Lead
| 1201 HERMANSON ST | Non-lead - Copper | On site inspection only | Non-lead - Copper | No | On site inspection only | Single family | [9 empty] | Non-Lead
| 1585 UMPQUA RD | Non-lead - Copper | On site inspection only | Galvanized (Iron or Steel) | No | On site inspection only | Single family | [9 empty] | Non-Lead
| 680 BISHOPICK WAY | Non-lead - Copper | On site inspection only | Non-lead - Plastic | No | On site inspection only | Single family | [9 empty] | Non-Lead
| 1881 COUNTRY CLUB RD | Non-lead - Copper | On site inspection only | Galvanized (Iron or Steel) | No | On site inspection only | Single family | [9 empty] | Non-Lead
| 765 S PACIFIC HWY #17 | Non-lead - Copper | On site inspection only | Galvanized (Iron or Steel) | No | On site inspection only | Single family | [9 empty] | Non-Lead
| 1220 S BOONES FERRY RD | Non-lead - Copper | On site inspection only | Non-lead - Copper | No | On site inspection only | Single family | [9 empty] | Non-Lead
| 125 TOUT ST | Non-lead - Copper | On site inspection only | Non-lead - Copper | No | On site inspection only | Single family | [9 empty] | Non-Lead
| 1051 PARK AVE | Non-lead - Copper | On site inspection only | Non-lead - Copper | No | On site inspection only | Single family | [9 empty] | Non-Lead
| 1890 WOODLAND AVE | Non-lead - Copper | On site inspection only | Non-lead - Copper | No | On site inspection only | Single family | [9 empty] | Non-Lead
| 257 BRIDLEWOOD LN | Non-lead - Copper | On site inspection only | Non-lead - Copper | No | On site inspection only | Single family | [9 empty] | Non-Lead
| 2550 EDGEWATER DR | Non-lead - Copper | On site inspection only | Non-lead - Copper | No | On site inspection only | Single family | [9 empty] | Non-Lead
| 1550 DAHLIA ST | Non-lead - Copper | On site inspection only | Non-lead - Plastic | No | On site inspection only | Single family | [9 empty] | Non-Lead
| 1015 N SECOND ST | Non-lead - Copper | On site inspection only | Non-lead - Copper | No | On site inspection only | Single family | [9 empty] | Non-Lead
| 770 KELOWNA ST | Non-lead - Copper | On site inspection only | Non-lead - Copper | No | On site inspection only | Single family | [9 empty] | Non-Lead
| 1191 PARK CIR | Non-lead - Copper | On site inspection only | Non-lead - Copper | No | On site inspection only | Single family | [9 empty] | Non-Lead
| 920 SIXTH ST | Non-lead - Copper | On site inspection only | Non-lead - Copper | No | On site inspection only | Single family | [9 empty] | Non-Lead
| 1597 DAYLILY ST | Non-lead - Copper | On site inspection only | Non-lead - Plastic | No | On site inspection only | Single family | [9 empty] | Non-Lead
| 1039 WILLOW AVE | Non-lead - Copper | On site inspection only | Non-lead - Copper | No | On site inspection only | Single family | [9 empty] | Non-Lead
| 322 HARDCASTLE AVE | Non-lead - Copper | On site inspection only | Non-lead - Copper | No | On site inspection only | Single family | [9 empty] | Non-Lead
| 2847 STANFORD ST | Non-lead - Copper | On site inspection only | Non-lead - Copper | No | On site inspection only | Single family | [9 empty] | Non-Lead
| 167 WILLOW AVE | Non-lead - Copper | On site inspection only | Non-lead - Copper | No | On site inspection only | Single family | [9 empty] | Non-Lead
| 2262 BEN BROWN DR | Non-lead - Copper | On site inspection only | Non-lead - Plastic | No | On site inspection only | Single family | [9 empty] | Non-Lead
| 288 GATCH ST | Non-lead - Copper | On site inspection only | Galvanized (Iron or Steel) | No | On site inspection only | Single family | [9 empty] | Non-Lead
| 430 VINE AVE | Non-lead - Copper | On site inspection only | Non-lead - Copper | No | On site inspection only | Single family | [9 empty] | Non-Lead
| 494 OATS ST | Non-lead - Copper | On site inspection only | Non-lead - Plastic | No | On site inspection only | Single family | [9 empty] | Non-Lead
| 536 COMSTOCK AVE | Non-lead - Copper | On site inspection only | Non-lead - Copper | No | On site inspection only | Single family | [9 empty] | Non-Lead
| 1188 KENNEDY ST | Non-lead - Copper | On site inspection only | Non-lead - Copper | No | On site inspection only | Single family | [9 empty] | Non-Lead
| 784 YOUNG ST | Non-lead - Copper | On site inspection only | Non-lead - Copper | No | On site inspection only | Single family | [9 empty] | Non-Lead
| 115 WOODCREST CT | Non-lead - Copper | On site inspection only | Non-lead - Copper | No | On site inspection only | Single family | [9 empty] | Non-Lead
| 1552 AZTEC DR | Non-lead - Copper | On site inspection only | Non-lead - Copper | No | On site inspection only | Single family | [9 empty] | Non-Lead
| 1965 SALLAL RD | Non-lead - Copper | On site inspection only | Galvanized (Iron or Steel) | No | On site inspection only | Single family | [9 empty] | Non-Lead
| 765 S PACIFIC HWY #49 | Non-lead - Copper | On site inspection only | Galvanized (Iron or Steel) | No | On site inspection only | Single family | [9 empty] | Non-Lead
| 974 NUGGET CT | Non-lead - Copper | On site inspection only | Non-lead - Copper | No | On site inspection only | Single family | [9 empty] | Non-Lead
| 1404 DAYLILY ST | Non-lead - Copper | On site inspection only | Non-lead - Plastic | No | On site inspection only | Single family | [9 empty] | Non-Lead
| 579 COZY WAY | Non-lead - Copper | On site inspection only | Non-lead - Plastic | No | On site inspection only | Single family | [9 empty] | Non-Lead
| 1459 GREENVIEW CT | Non-lead - Copper | On site inspection only | Non-lead - Copper | No | On site inspection only | Single family | [9 empty] | Non-Lead
| 830 JOHNSON ST | Non-lead - Copper | On site inspection only | Non-lead - Copper | No | On site inspection only | Single family | [9 empty] | Non-Lead
| 743 WOODLAND AVE | Non-lead - Copper | On site inspection only | Non-lead - Copper | No | On site inspection only | Single family | [9 empty] | Non-Lead
| 587 RYE ST | Non-lead - Copper | On site inspection only | Non-lead - Plastic | No | On site inspection only | Single family | [9 empty] | Non-Lead
| 1361 N FRONT ST | Non-lead - Copper | On site inspection only | Non-lead - Copper | No | On site inspection only | Single family | [9 empty] | Non-Lead
| 765 S PACIFIC HWY #18 | Non-lead - Copper | On site inspection only | Galvanized (Iron or Steel) | No | On site inspection only | Single family | [9 empty] | Non-Lead
| 1116 NEWBERG HWY | Non-lead - Copper | On site inspection only | Non-lead - Copper | No | On site inspection only | Single family | [9 empty] | Non-Lead
| 3597 MYRTLE ST | Non-lead - Copper | On site inspection only | Non-lead - Copper | No | On site inspection only | Single family | [9 empty] | Non-Lead
| 1270 DAYLILY ST | Non-lead - Copper | On site inspection only | Non-lead - Plastic | No | On site inspection only | Single family | [9 empty] | Non-Lead
| 798 THIRD ST | Non-lead - Copper | On site inspection only | Non-lead - Copper | No | On site inspection only | Single family | [9 empty] | Non-Lead
| 1190 HARDCASTLE AVE | Non-lead - Copper | On site inspection only | Non-lead - Copper | No | On site inspection only | Single family | [9 empty] | Non-Lead
| 483 KILLIAN SPRING DR | Non-lead - Copper | On site inspection only | Non-lead - Plastic | No | On site inspection only | Single family | [9 empty] | Non-Lead
| 520 JOYCE ST | Non-lead - Copper | On site inspection only | Non-lead - Copper | No | On site inspection only | Single family | [9 empty] | Non-Lead
| 978 AMITY CT | Non-lead - Copper | On site inspection only | Non-lead - Copper | No | On site inspection only | Single family | [9 empty] | Non-Lead
| 1105 WILSON ST | Non-lead - Copper | On site inspection only | Galvanized (Iron or Steel) | No | On site inspection only | Single family | [9 empty] | Non-Lead
| 3420 MYRTLE ST | Non-lead - Copper | On site inspection only | Non-lead - Copper | No | On site inspection only | Single family | [9 empty] | Non-Lead
| 2692 DUKE ST | Non-lead - Copper | On site inspection only | Non-lead - Plastic | No | On site inspection only | Single family | [9 empty] | Non-Lead
| 575 RYE ST | Non-lead - Copper | On site inspection only | Non-lead - Plastic | No | On site inspection only | Single family | [9 empty] | Non-Lead
| 430 JANA AVE | Non-lead - Copper | On site inspection only | Non-lead - Copper | No | On site inspection only | Single family | [9 empty] | Non-Lead
| 853 PANA ST | Non-lead - Copper | On site inspection only | Non-lead - Copper | No | On site inspection only | Single family | [9 empty] | Non-Lead
| 881 YOUNG ST | Non-lead - Copper | On site inspection only | Non-lead - Copper | No | On site inspection only | Single family | [9 empty] | Non-Lead
| 1015 ELANA DR | Non-lead - Copper | On site inspection only | Non-lead - Copper | No | On site inspection only | Single family | [9 empty] | Non-Lead
| 642 JULIE CT | Non-lead - Copper | On site inspection only | Non-lead - Copper | No | On site inspection only | Single family | [9 empty] | Non-Lead
| 1870 SALLAL RD | Non-lead - Copper | On site inspection only | Galvanized (Iron or Steel) | No | On site inspection only | Single family | [9 empty] | Non-Lead
| 960 HIGH ST | Non-lead - Copper | On site inspection only | Non-lead - Copper | No | On site inspection only | Single family | [9 empty] | Non-Lead
| 1720 LANDAU DR | Non-lead - Copper | On site inspection only | Non-lead - Copper | No | On site inspection only | Single family | [9 empty] | Non-Lead
| 1025 KELOWNA CT | Non-lead - Copper | On site inspection only | Non-lead - Copper | No | On site inspection only | Single family | [9 empty] | Non-Lead
| 1193 PARK CIR | Non-lead - Copper | On site inspection only | Non-lead - Copper | No | On site inspection only | Single family | [9 empty] | Non-Lead
| 593 FIR ST | Non-lead - Copper | On site inspection only | Non-lead - Copper | No | On site inspection only | Single family | [9 empty] | Non-Lead
| 11863 NE CHATEAU DR | Non-lead - Copper | On site inspection only | Galvanized (Iron or Steel) | No | On site inspection only | Single family | [9 empty] | Non-Lead
| 284 BAYLOR DR | Non-lead - Copper | On site inspection only | Non-lead - Copper | No | On site inspection only | Single family | [9 empty] | Non-Lead
| 1255 N SECOND ST | Non-lead - Copper | On site inspection only | Non-lead - Copper | No | On site inspection only | Single family | [9 empty] | Non-Lead
| 1500 GEORGE ST | Non-lead - Copper | On site inspection only | Non-lead - Copper | No | On site inspection only | Single family | [9 empty] | Non-Lead
| 227 PALM AVE | Non-lead - Copper | On site inspection only | Non-lead - Copper | No | On site inspection only | Single family | [9 empty] | Non-Lead
| 203 CEDAR AVE | Non-lead - Copper | On site inspection only | Non-lead - Copper | No | On site inspection only | Single family | [9 empty] | Non-Lead
| 963 LUBA ST | Non-lead - Copper | On site inspection only | Non-lead - Copper | No | On site inspection only | Single family | [9 empty] | Non-Lead
| 845 ELANA WAY | Non-lead - Copper | On site inspection only | Non-lead - Copper | No | On site inspection only | Single family | [9 empty] | Non-Lead
| 299 OSWALD ST | Non-lead - Copper | On site inspection only | Non-lead - Copper | No | On site inspection only | Single family | [9 empty] | Non-Lead
| 984 E LINCOLN ST | Non-lead - Copper | On site inspection only | Non-lead - Copper | No | On site inspection only | Single family | [9 empty] | Non-Lead
| 584 IRONWOOD TER | Non-lead - Copper | On site inspection only | Non-lead - Copper | No | On site inspection only | Single family | [9 empty] | Non-Lead
| 3296 OXFORD ST | Non-lead - Copper | On site inspection only | Non-lead - Copper | No | On site inspection only | Single family | [9 empty] | Non-Lead
| 1573 GRANITE ST | Non-lead - Copper | On site inspection only | Non-lead - Plastic | No | On site inspection only | Single family | [9 empty] | Non-Lead
| 3273 LINDA ST | Non-lead - Copper | On site inspection only | Non-lead - Copper | No | On site inspection only | Single family | [9 empty] | Non-Lead
| 251 PALM AVE | Non-lead - Copper | On site inspection only | Non-lead - Copper | No | On site inspection only | Single family | [9 empty] | Non-Lead
| 1320 DAHLIA ST | Non-lead - Copper | On site inspection only | Non-lead - Plastic | No | On site inspection only | Single family | [9 empty] | Non-Lead
| 685 S CASCADE DR | Non-lead - Copper | On site inspection only | Galvanized (Iron or Steel) | No | On site inspection only | Single family | [9 empty] | Non-Lead
| 1614 GRANITE ST | Non-lead - Copper | On site inspection only | Non-lead - Plastic | No | On site inspection only | Single family | [9 empty] | Non-Lead
| 1414 SUNFLOWER ST | Non-lead - Copper | On site inspection only | Non-lead - Plastic | No | On site inspection only | Single family | [9 empty] | Non-Lead
| 687 THIRD ST | Non-lead - Copper | On site inspection only | Non-lead - Copper | No | On site inspection only | Single family | [9 empty] | Non-Lead
| 1089 ROY AVE | Non-lead - Copper | On site inspection only | Non-lead - Copper | No | On site inspection only | Single family | [9 empty] | Non-Lead
| 1186 ROY AVE | Non-lead - Copper | On site inspection only | Non-lead - Copper | No | On site inspection only | Single family | [9 empty] | Non-Lead
| 1036 QUEEN CITY BLVD | Non-lead - Copper | On site inspection only | Galvanized (Iron or Steel) | No | On site inspection only | Single family | [9 empty] | Non-Lead
| 397 PANA CT | Non-lead - Copper | On site inspection only | Non-lead - Copper | No | On site inspection only | Single family | [9 empty] | Non-Lead
| 1029 N FIRST ST | Non-lead - Copper | On site inspection only | Non-lead - Plastic | No | On site inspection only | Single family | [9 empty] | Non-Lead
| 341 OSWALD ST | Non-lead - Copper | On site inspection only | Non-lead - Copper | No | On site inspection only | Single family | [9 empty] | Non-Lead
| 1144 COMSTOCK WAY | Non-lead - Copper | On site inspection only | Non-lead - Copper | No | On site inspection only | Single family | [9 empty] | Non-Lead
| 284 CEDAR AVE | Non-lead - Copper | On site inspection only | Non-lead - Copper | No | On site inspection only | Single family | [9 empty] | Non-Lead
| 960 TUKWILA DR | Non-lead - Copper | On site inspection only | Non-lead - Copper | No | On site inspection only | Single family | [9 empty] | Non-Lead
| 270 SKYLER DR | Non-lead - Copper | On site inspection only | Non-lead - Copper | No | On site inspection only | Single family | [9 empty] | Non-Lead
| 1339 HAMPTON WAY | Non-lead - Copper | On site inspection only | Galvanized (Iron or Steel) | No | On site inspection only | Single family | [9 empty] | Non-Lead
| 1186 PRINCETON RD | Non-lead - Copper | On site inspection only | Galvanized (Iron or Steel) | No | On site inspection only | Single family | [9 empty] | Non-Lead
| 1650 UMPQUA RD | Non-lead - Copper | On site inspection only | Galvanized (Iron or Steel) | No | On site inspection only | Single family | [9 empty] | Non-Lead
| 395 PANA CT | Non-lead - Copper | On site inspection only | Non-lead - Plastic | No | Records only | Single family | [9 empty] | Non-Lead
| 472 MUIRFIELD LN | Non-lead - Copper | On site inspection only | Non-lead - Copper | No | On site inspection only | Single family | [9 empty] | Non-Lead
| 665 S SETTLEMIER AVE | Non-lead - Copper | On site inspection only | Galvanized (Iron or Steel) | No | On site inspection only | Single family | [9 empty] | Non-Lead
| 2140 KILLIAN SPRING DR | Non-lead - Copper | On site inspection only | Non-lead - Plastic | No | On site inspection only | Single family | [9 empty] | Non-Lead
| 395 HARVARD DR | Non-lead - Copper | On site inspection only | Non-lead - Copper | No | On site inspection only | Single family | [9 empty] | Non-Lead
| 1051 KENNEDY ST | Non-lead - Copper | On site inspection only | Non-lead - Plastic | No | On site inspection only | Single family | [9 empty] | Non-Lead
| 411 OAK ST | Non-lead - Copper | On site inspection only | Non-lead - Copper | No | On site inspection only | Single family | [9 empty] | Non-Lead
| 1575 TIERRA LYNN DR | Non-lead - Copper | On site inspection only | Galvanized (Iron or Steel) | No | On site inspection only | Single family | [9 empty] | Non-Lead
| 997 BROWN ST | Non-lead - Copper | On site inspection only | Non-lead - Copper | No | On site inspection only | Single family | [9 empty] | Non-Lead
| 660 BRYAN ST | Non-lead - Copper | On site inspection only | Non-lead - Copper | No | On site inspection only | Single family | [9 empty] | Non-Lead
| 1506 WOODLAND AVE | Non-lead - Copper | On site inspection only | Non-lead - Copper | No | On site inspection only | Single family | [9 empty] | Non-Lead
| 632 IRONWOOD TER | Non-lead - Copper | On site inspection only | Non-lead - Copper | No | On site inspection only | Single family | [9 empty] | Non-Lead
| 1205 E LINCOLN ST | Non-lead - Copper | On site inspection only | Non-lead - Copper | No | On site inspection only | Single family | [9 empty] | Non-Lead
| 1153 PARK CIR | Non-lead - Copper | On site inspection only | Non-lead - Copper | No | On site inspection only | Single family | [9 empty] | Non-Lead
| 1637 WOODLAND AVE | Non-lead - Copper | On site inspection only | Non-lead - Copper | No | On site inspection only | Single family | [9 empty] | Non-Lead
| 1315 WILLOW AVE | Non-lead - Copper | On site inspection only | Non-lead - Copper | No | On site inspection only | Single family | [9 empty] | Non-Lead
| 1944 W HAYES ST | Non-lead - Copper | On site inspection only | Non-lead - Copper | No | On site inspection only | Single family | [9 empty] | Non-Lead
| 11844 NE CHATEAU DR | Non-lead - Copper | On site inspection only | Galvanized (Iron or Steel) | No | On site inspection only | Single family | [9 empty] | Non-Lead
| 1550 FOXGLOVE ST | Non-lead - Copper | On site inspection only | Non-lead - Plastic | No | On site inspection only | Single family | [9 empty] | Non-Lead
| 2250 W SANTIAM DR | Non-lead - Copper | On site inspection only | Galvanized (Iron or Steel) | No | On site inspection only | Single family | [9 empty] | Non-Lead
| 2665 VASSER ST | Non-lead - Copper | On site inspection only | Non-lead - Copper | No | On site inspection only | Single family | [9 empty] | Non-Lead
| 11861 NE CHATEAU DR | Non-lead - Copper | On site inspection only | Galvanized (Iron or Steel) | No | On site inspection only | Single family | [9 empty] | Non-Lead
| 2340 MILLER FARM RD | Non-lead - Copper | On site inspection only | Non-lead - Copper | No | On site inspection only | Single family | [9 empty] | Non-Lead
| 2005 W SANTIAM DR | Non-lead - Copper | On site inspection only | Galvanized (Iron or Steel) | No | On site inspection only | Single family | [9 empty] | Non-Lead
| 200 S PACIFIC HWY | Non-lead - Copper | On site inspection only | Non-lead - Copper | No | On site inspection only | Single family | [9 empty] | Non-Lead
| 1647 KING WAY | Non-lead - Copper | On site inspection only | Galvanized (Iron or Steel) | No | On site inspection only | Single family | [9 empty] | Non-Lead
| 1810 THOMPSON RD | Non-lead - Copper | On site inspection only | Galvanized (Iron or Steel) | No | On site inspection only | Single family | [9 empty] | Non-Lead
| 2610 COLONY ST | Non-lead - Copper | On site inspection only | Non-lead - Copper | No | On site inspection only | Single family | [9 empty] | Non-Lead
| 1675 QUINN RD | Non-lead - Copper | On site inspection only | Galvanized (Iron or Steel) | No | On site inspection only | Single family | [9 empty] | Non-Lead
| 1146 PARK CIR | Non-lead - Copper | On site inspection only | Non-lead - Copper | No | On site inspection only | Single family | [9 empty] | Non-Lead
| 2451 MERIDIAN DR | Non-lead - Copper | On site inspection only | Non-lead - Copper | No | On site inspection only | Single family | [9 empty] | Non-Lead
| 923 MEADOWVALE LN | Non-lead - Copper | On site inspection only | Non-lead - Copper | No | On site inspection only | Single family | [9 empty] | Non-Lead
| 2668 HALTER DR | Non-lead - Copper | On site inspection only | Non-lead - Plastic | No | On site inspection only | Single family | [9 empty] | Non-Lead
| 1524 JAMES ST | Non-lead - Copper | On site inspection only | Non-lead - Copper | No | On site inspection only | Single family | [9 empty] | Non-Lead
| 1497 SUNFLOWER ST | Non-lead - Copper | On site inspection only | Non-lead - Plastic | No | On site inspection only | Single family | [9 empty] | Non-Lead
| 248 BAYLOR DR | Non-lead - Copper | On site inspection only | Non-lead - Copper | No | On site inspection only | Single family | [9 empty] | Non-Lead
| 388 ACACIA AVE | Non-lead - Copper | On site inspection only | Non-lead - Copper | No | On site inspection only | Single family | [9 empty] | Non-Lead
| 1597 FOXGLOVE ST | Non-lead - Copper | On site inspection only | Non-lead - Plastic | No | On site inspection only | Single family | [9 empty] | Non-Lead
| 461 GATCH ST | Non-lead - Copper | On site inspection only | Non-lead - Copper | No | On site inspection only | Single family | [9 empty] | Non-Lead
| 912 SIXTH ST | Non-lead - Copper | On site inspection only | Non-lead - Copper | No | On site inspection only | Single family | [9 empty] | Non-Lead
| 3232 SENECAL CREEK DR | Non-lead - Copper | On site inspection only | Non-lead - Copper | No | On site inspection only | Single family | [9 empty] | Non-Lead
| 253 E LINCOLN ST | Non-lead - Copper | On site inspection only | Non-lead - Copper | No | On site inspection only | Single family | [9 empty] | Non-Lead
| 125 S SECOND ST | Non-lead - Copper | On site inspection only | Non-lead - Copper | No | On site inspection only | Single family | [9 empty] | Non-Lead
| 3018 REED AVE | Non-lead - Copper | On site inspection only | Non-lead - Copper | No | On site inspection only | Single family | [9 empty] | Non-Lead
| 1025 PARK AVE #400 | Non-lead - Copper | On site inspection only | Non-lead - Copper | No | On site inspection only | Single family | [9 empty] | Non-Lead
| 1393 AUDREY WAY | Non-lead - Copper | On site inspection only | Non-lead - Copper | No | On site inspection only | Single family | [9 empty] | Non-Lead
| 3225 OXFORD ST | Non-lead - Copper | On site inspection only | Non-lead - Copper | No | On site inspection only | Single family | [9 empty] | Non-Lead
| 1268 KENNEDY ST | Non-lead - Copper | On site inspection only | Non-lead - Copper | No | On site inspection only | Single family | [9 empty] | Non-Lead
| 120 WOODCREST CT | Non-lead - Copper | On site inspection only | Non-lead - Copper | No | On site inspection only | Single family | [9 empty] | Non-Lead
| 599 HARDCASTLE AVE | Non-lead - Copper | On site inspection only | Non-lead - Copper | No | On site inspection only | Single family | [9 empty] | Non-Lead
| 592 PARADISE ST | Non-lead - Copper | On site inspection only | Non-lead - Copper | No | On site inspection only | Single family | [9 empty] | Non-Lead
| 1110 W HAYES ST | Non-lead - Copper | On site inspection only | Non-lead - Copper | No | On site inspection only | Single family | [9 empty] | Non-Lead
| 1367 VANDERBECK LN | Non-lead - Copper | On site inspection only | Non-lead - Copper | No | On site inspection only | Single family | [9 empty] | Non-Lead
| 2807 VASSER ST | Non-lead - Copper | On site inspection only | Non-lead - Copper | No | On site inspection only | Single family | [9 empty] | Non-Lead
| 3525 LINDA ST | Non-lead - Copper | On site inspection only | Non-lead - Copper | No | On site inspection only | Single family | [9 empty] | Non-Lead
| 741 OREGON WAY | Non-lead - Copper | On site inspection only | Non-lead - Copper | No | On site inspection only | Single family | [9 empty] | Non-Lead
| 765 S PACIFIC HWY #4 | Non-lead - Copper | On site inspection only | Galvanized (Iron or Steel) | No | On site inspection only | Single family | [9 empty] | Non-Lead
| 1331 FOXGLOVE ST | Non-lead - Copper | On site inspection only | Non-lead - Plastic | No | On site inspection only | Single family | [9 empty] | Non-Lead
| 2491 MERIDIAN DR | Non-lead - Copper | On site inspection only | Non-lead - Copper | No | On site inspection only | Single family | [9 empty] | Non-Lead
| 735 KELOWNA ST | Non-lead - Copper | On site inspection only | Non-lead - Copper | No | On site inspection only | Single family | [9 empty] | Non-Lead
| 1740 WOODLAND AVE | Non-lead - Copper | On site inspection only | Non-lead - Copper | No | On site inspection only | Single family | [9 empty] | Non-Lead
| 612 N CASCADE DR #38 | Non-lead - Copper | On site inspection only | Non-lead - Plastic | No | On site inspection only | Single family | [9 empty] | Non-Lead
| 1008 WILLIAMS AVE | Non-lead - Copper | On site inspection only | Non-lead - Copper | No | On site inspection only | Single family | [9 empty] | Non-Lead
| 2012 LILAC WAY | Non-lead - Copper | On site inspection only | Non-lead - Copper | No | On site inspection only | Single family | [9 empty] | Non-Lead
| 472 TUKWILA DR | Non-lead - Copper | On site inspection only | Non-lead - Copper | No | On site inspection only | Single family | [9 empty] | Non-Lead
| 813 S COLUMBIA DR | Non-lead - Copper | On site inspection only | Galvanized (Iron or Steel) | No | On site inspection only | Single family | [9 empty] | Non-Lead
| 955 BRYAN ST | Non-lead - Copper | On site inspection only | Non-lead - Copper | No | On site inspection only | Single family | [9 empty] | Non-Lead
| 2015 ASTOR WAY | Non-lead - Copper | On site inspection only | Non-lead - Copper | No | On site inspection only | Single family | [9 empty] | Non-Lead
| 1910 MCCALLUM LN | Non-lead - Copper | On site inspection only | Non-lead - Plastic | No | On site inspection only | Single family | [9 empty] | Non-Lead
| 1817 UMPQUA RD | Non-lead - Copper | On site inspection only | Galvanized (Iron or Steel) | No | On site inspection only | Single family | [9 empty] | Non-Lead
| 1297 COOLEY RD | Non-lead - Copper | On site inspection only | Non-lead - Copper | No | On site inspection only | Single family | [9 empty] | Non-Lead
| 443 WILLOW AVE | Non-lead - Copper | On site inspection only | Non-lead - Copper | No | On site inspection only | Single family | [9 empty] | Non-Lead
| 535 BROWN CT | Non-lead - Copper | On site inspection only | Non-lead - Copper | No | On site inspection only | Single family | [9 empty] | Non-Lead
| 857 S COLUMBIA DR | Non-lead - Copper | On site inspection only | Galvanized (Iron or Steel) | No | On site inspection only | Single family | [9 empty] | Non-Lead
| 904 BLAINE ST | Non-lead - Copper | On site inspection only | Non-lead - Copper | No | On site inspection only | Single family | [9 empty] | Non-Lead
| 372 TUKWILA DR | Non-lead - Copper | On site inspection only | Non-lead - Copper | No | On site inspection only | Single family | [9 empty] | Non-Lead
| 1232 ASTOR WAY | Non-lead - Copper | On site inspection only | Non-lead - Copper | No | On site inspection only | Single family | [9 empty] | Non-Lead
| 1912 THOMPSON RD | Non-lead - Copper | On site inspection only | Galvanized (Iron or Steel) | No | On site inspection only | Single family | [9 empty] | Non-Lead
| 1527 COUNTRY CLUB CIR | Non-lead - Copper | On site inspection only | Galvanized (Iron or Steel) | No | On site inspection only | Single family | [9 empty] | Non-Lead
| 810 HERMANSON ST | Non-lead - Copper | On site inspection only | Non-lead - Copper | No | On site inspection only | Single family | [9 empty] | Non-Lead
| 2541 HERSHBERGER AVE | Non-lead - Copper | On site inspection only | Non-lead - Plastic | No | On site inspection only | Single family | [9 empty] | Non-Lead
| 1960 W SANTIAM DR | Non-lead - Copper | On site inspection only | Galvanized (Iron or Steel) | No | On site inspection only | Single family | [9 empty] | Non-Lead
| 338 S COLUMBIA DR | Non-lead - Copper | On site inspection only | Galvanized (Iron or Steel) | No | On site inspection only | Single family | [9 empty] | Non-Lead
| 300 CHARLES ST | Non-lead - Copper | On site inspection only | Non-lead - Copper | No | On site inspection only | Single family | [9 empty] | Non-Lead
| 1655 AUSTIN AVE | Non-lead - Copper | On site inspection only | Non-lead - Plastic | No | On site inspection only | Single family | [9 empty] | Non-Lead
| 1581 JAMES ST | Non-lead - Copper | On site inspection only | Non-lead - Copper | No | On site inspection only | Single family | [9 empty] | Non-Lead
| 998 NUGGET CT | Non-lead - Copper | On site inspection only | Non-lead - Copper | No | On site inspection only | Single family | [9 empty] | Non-Lead
| 1180 HARDCASTLE AVE | Non-lead - Copper | On site inspection only | Non-lead - Copper | No | On site inspection only | Single family | [9 empty] | Non-Lead
| 166 OSWALD ST | Non-lead - Copper | On site inspection only | Non-lead - Copper | No | On site inspection only | Single family | [9 empty] | Non-Lead
| 577 STOLLER ST | Non-lead - Copper | On site inspection only | Non-lead - Plastic | No | On site inspection only | Single family | [9 empty] | Non-Lead
| 1347 WOODLAND AVE | Non-lead - Copper | On site inspection only | Non-lead - Copper | No | On site inspection only | Single family | [9 empty] | Non-Lead
| 460 WILLOW AVE | Non-lead - Copper | On site inspection only | Non-lead - Copper | No | On site inspection only | Single family | [9 empty] | Non-Lead
| 1331 HAMPTON WAY | Non-lead - Copper | On site inspection only | Non-lead - Copper | No | On site inspection only | Single family | [9 empty] | Non-Lead
| 3105 OXFORD ST | Non-lead - Copper | On site inspection only | Non-lead - Copper | No | On site inspection only | Single family | [9 empty] | Non-Lead
| 324 SYCAMORE AVE | Non-lead - Copper | On site inspection only | Non-lead - Copper | No | On site inspection only | Single family | [9 empty] | Non-Lead
| 677 N SECOND ST | Non-lead - Copper | On site inspection only | Non-lead - Copper | No | On site inspection only | Single family | [9 empty] | Non-Lead
| 1359 JUDY ST | Non-lead - Copper | On site inspection only | Non-lead - Copper | No | On site inspection only | Single family | [9 empty] | Non-Lead
| 455 LANDAU DR | Non-lead - Copper | On site inspection only | Non-lead - Copper | No | On site inspection only | Single family | [9 empty] | Non-Lead
| 1244 ROY AVE | Non-lead - Copper | On site inspection only | Non-lead - Copper | No | On site inspection only | Single family | [9 empty] | Non-Lead
| 941 LUBA ST | Non-lead - Copper | On site inspection only | Non-lead - Copper | No | On site inspection only | Single family | [9 empty] | Non-Lead
| 3177 CAMAS ST | Non-lead - Copper | On site inspection only | Non-lead - Copper | No | On site inspection only | Single family | [9 empty] | Non-Lead
| 2534 BOSTON ST | Non-lead - Copper | On site inspection only | Non-lead - Copper | No | On site inspection only | Single family | [9 empty] | Non-Lead
| 1236 MAYANNA DR | Non-lead - Copper | On site inspection only | Non-lead - Copper | No | On site inspection only | Single family | [9 empty] | Non-Lead
| 1630 TIERRA LYNN DR | Non-lead - Copper | On site inspection only | Non-lead - Copper | No | On site inspection only | Single family | [9 empty] | Non-Lead
| 3467 MYRTLE ST | Non-lead - Copper | On site inspection only | Non-lead - Copper | No | On site inspection only | Single family | [9 empty] | Non-Lead
| 371 WILLOW AVE | Non-lead - Copper | On site inspection only | Non-lead - Copper | No | On site inspection only | Single family | [9 empty] | Non-Lead
| 1267 N SECOND ST | Non-lead - Copper | On site inspection only | Non-lead - Copper | No | On site inspection only | Single family | [9 empty] | Non-Lead
| 1399 JUNE WAY | Non-lead - Copper | On site inspection only | Non-lead - Copper | No | On site inspection only | Single family | [9 empty] | Non-Lead
| 1496 IRIS ST | Non-lead - Copper | On site inspection only | Non-lead - Plastic | No | On site inspection only | Single family | [9 empty] | Non-Lead
| 1873 CENTENNIAL DR | Non-lead - Copper | On site inspection only | Non-lead - Copper | No | On site inspection only | Single family | [9 empty] | Non-Lead
| 1463 JUNE WAY | Non-lead - Copper | On site inspection only | Non-lead - Copper | No | On site inspection only | Single family | [9 empty] | Non-Lead
| 368 YVONNE ST | Non-lead - Copper | On site inspection only | Non-lead - Plastic | No | On site inspection only | Single family | [9 empty] | Non-Lead
| 2515 BEN BROWN DR | Non-lead - Copper | On site inspection only | Non-lead - Plastic | No | On site inspection only | Single family | [9 empty] | Non-Lead
| 1045 N SECOND ST | Non-lead - Copper | On site inspection only | Non-lead - Copper | No | On site inspection only | Single family | [9 empty] | Non-Lead
| 1229 JOHNSON ST | Non-lead - Copper | On site inspection only | Non-lead - Copper | No | On site inspection only | Single family | [9 empty] | Non-Lead
| 1931 COUNTRY CLUB RD | Non-lead - Copper | On site inspection only | Galvanized (Iron or Steel) | No | On site inspection only | Single family | [9 empty] | Non-Lead
| 426 INGLEWOOD LN | Non-lead - Copper | On site inspection only | Non-lead - Copper | No | On site inspection only | Single family | [9 empty] | Non-Lead
| 1475 COUNTRY CLUB CIR | Non-lead - Copper | On site inspection only | Galvanized (Iron or Steel) | No | On site inspection only | Single family | [9 empty] | Non-Lead
| 1553 WALTON WAY | Non-lead - Copper | On site inspection only | Galvanized (Iron or Steel) | No | On site inspection only | Single family | [9 empty] | Non-Lead
| 1307 HAMPTON WAY | Non-lead - Copper | On site inspection only | Galvanized (Iron or Steel) | No | On site inspection only | Single family | [9 empty] | Non-Lead
| 1332 ASTOR CT | Non-lead - Copper | On site inspection only | Galvanized (Iron or Steel) | No | On site inspection only | Single family | [9 empty] | Non-Lead
| 414 TROON AVE | Non-lead - Copper | On site inspection only | Non-lead - Plastic | No | On site inspection only | Single family | [9 empty] | Non-Lead
| 1012 GOOSE CREEK RD | Non-lead - Copper | On site inspection only | Non-lead - Copper | No | On site inspection only | Single family | [9 empty] | Non-Lead
| 2199 LILAC WAY | Non-lead - Copper | On site inspection only | Non-lead - Copper | No | On site inspection only | Single family | [9 empty] | Non-Lead
| 494 TROON AVE | Non-lead - Copper | On site inspection only | Non-lead - Plastic | No | On site inspection only | Single family | [9 empty] | Non-Lead
| 1521 JAMES ST | Non-lead - Copper | On site inspection only | Non-lead - Copper | No | On site inspection only | Single family | [9 empty] | Non-Lead
| 1153 DELLMOOR WAY | Non-lead - Copper | On site inspection only | Non-lead - Copper | No | On site inspection only | Single family | [9 empty] | Non-Lead
| 165 WORKMAN DR | Non-lead - Copper | On site inspection only | Galvanized (Iron or Steel) | No | On site inspection only | Single family | [9 empty] | Non-Lead
| 790 N SETTLEMIER AVE | Non-lead - Copper | On site inspection only | Non-lead - Copper | No | On site inspection only | Single family | [9 empty] | Non-Lead
| 1563 QUINN RD | Non-lead - Copper | On site inspection only | Galvanized (Iron or Steel) | No | On site inspection only | Single family | [9 empty] | Non-Lead
| 1596 THOMPSON RD | Non-lead - Copper | On site inspection only | Galvanized (Iron or Steel) | No | On site inspection only | Single family | [9 empty] | Non-Lead
| 417 N SECOND ST | Non-lead - Copper | On site inspection only | Non-lead - Copper | No | On site inspection only | Single family | [9 empty] | Non-Lead
| 1455 THOMPSON RD | Non-lead - Copper | On site inspection only | Galvanized (Iron or Steel) | No | On site inspection only | Single family | [9 empty] | Non-Lead
| 1297 QUINN RD | Non-lead - Copper | On site inspection only | Galvanized (Iron or Steel) | No | On site inspection only | Single family | [9 empty] | Non-Lead
| 1805 SALLAL RD | Non-lead - Copper | On site inspection only | Galvanized (Iron or Steel) | No | On site inspection only | Single family | [9 empty] | Non-Lead
| 1624 SALLAL RD | Non-lead - Copper | On site inspection only | Galvanized (Iron or Steel) | No | On site inspection only | Single family | [9 empty] | Non-Lead
| 145 WOODCREST CT | Non-lead - Copper | On site inspection only | Non-lead - Copper | No | On site inspection only | Single family | [9 empty] | Non-Lead
| 2855 W HAYES ST | Non-lead - Copper | On site inspection only | Non-lead - Copper | No | On site inspection only | Single family | [9 empty] | Non-Lead
| 1120 E CLEVELAND ST | Non-lead - Copper | On site inspection only | Non-lead - Copper | No | On site inspection only | Single family | [9 empty] | Non-Lead
| 11869 NE CHATEAU DR | Non-lead - Copper | On site inspection only | Galvanized (Iron or Steel) | No | On site inspection only | Single family | [9 empty] | Non-Lead
| 1356 SALLAL RD | Non-lead - Copper | On site inspection only | Non-lead - Copper | No | On site inspection only | Single family | [9 empty] | Non-Lead
| 442 W CLACKAMAS CIR | Non-lead - Copper | On site inspection only | Galvanized (Iron or Steel) | No | On site inspection only | Single family | [9 empty] | Non-Lead
| 1188 GOOSE CREEK RD | Non-lead - Copper | On site inspection only | Non-lead - Copper | No | On site inspection only | Single family | [9 empty] | Non-Lead
| 770 HIGH ST | Non-lead - Copper | On site inspection only | Non-lead - Copper | No | On site inspection only | Single family | [9 empty] | Non-Lead
| 1780 RAINIER RD | Non-lead - Copper | On site inspection only | Galvanized (Iron or Steel) | No | On site inspection only | Single family | [9 empty] | Non-Lead
| 920 TUKWILA DR | Non-lead - Copper | On site inspection only | Non-lead - Copper | No | On site inspection only | Single family | [9 empty] | Non-Lead
| 1154 RANDOLPH RD | Non-lead - Copper | On site inspection only | Galvanized (Iron or Steel) | No | On site inspection only | Single family | [9 empty] | Non-Lead
| 1574 ASTOR WAY | Non-lead - Copper | On site inspection only | Non-lead - Copper | No | On site inspection only | Single family | [9 empty] | Non-Lead
| 2361 MERIDIAN DR | Non-lead - Copper | On site inspection only | Non-lead - Copper | No | On site inspection only | Single family | [9 empty] | Non-Lead
| 657 S SETTLEMIER AVE | Non-lead - Copper | On site inspection only | Galvanized (Iron or Steel) | No | On site inspection only | Single family | [9 empty] | Non-Lead
| 1662 ECOLA WAY | Non-lead - Copper | On site inspection only | Non-lead - Copper | No | On site inspection only | Single family | [9 empty] | Non-Lead
| 1140 BUNKER AVE | Non-lead - Copper | On site inspection only | Non-lead - Copper | No | On site inspection only | Single family | [9 empty] | Non-Lead
| 2571 GRAYSTONE DR | Non-lead - Copper | On site inspection only | Non-lead - Copper | No | On site inspection only | Single family | [9 empty] | Non-Lead
| 1749 THOMPSON RD | Non-lead - Copper | On site inspection only | Non-lead - Copper | No | On site inspection only | Single family | [9 empty] | Non-Lead
| 2567 CONCORD ST | Non-lead - Copper | On site inspection only | Non-lead - Copper | No | On site inspection only | Single family | [9 empty] | Non-Lead
| 807 N FIRST ST | Non-lead - Copper | On site inspection only | Non-lead - Copper | No | On site inspection only | Single family | [9 empty] | Non-Lead
| 698 S CASCADE DR | Non-lead - Copper | On site inspection only | Galvanized (Iron or Steel) | No | On site inspection only | Single family | [9 empty] | Non-Lead
| 1646 JANSEN WAY | Non-lead - Copper | On site inspection only | Galvanized (Iron or Steel) | No | On site inspection only | Single family | [9 empty] | Non-Lead
| 1910 HARDCASTLE AVE | Non-lead - Copper | On site inspection only | Non-lead - Copper | No | On site inspection only | Single family | [9 empty] | Non-Lead
| 2592 JAMESTOWN ST | Non-lead - Copper | On site inspection only | Non-lead - Copper | No | On site inspection only | Single family | [9 empty] | Non-Lead
| 2577 PATRIOT ST | Non-lead - Copper | On site inspection only | Non-lead - Copper | No | On site inspection only | Single family | [9 empty] | Non-Lead
| 1254 DAYLILY ST | Non-lead - Copper | On site inspection only | Non-lead - Plastic | No | On site inspection only | Single family | [9 empty] | Non-Lead
| 3245 LINDA ST | Non-lead - Copper | On site inspection only | Non-lead - Copper | No | On site inspection only | Single family | [9 empty] | Non-Lead
| 914 MEADOWVALE LN | Non-lead - Copper | On site inspection only | Non-lead - Copper | No | On site inspection only | Single family | [9 empty] | Non-Lead
| 3245 MCNAUGHT ST | Non-lead - Copper | On site inspection only | Non-lead - Copper | No | On site inspection only | Single family | [9 empty] | Non-Lead
| 1227 DEL SOL CT | Non-lead - Copper | On site inspection only | Non-lead - Copper | No | On site inspection only | Single family | [9 empty] | Non-Lead
| 933 ASTOR WAY | Non-lead - Copper | On site inspection only | Galvanized (Iron or Steel) | No | On site inspection only | Single family | [9 empty] | Non-Lead
| 1159 WILSON ST | Non-lead - Copper | On site inspection only | Non-lead - Copper | No | On site inspection only | Single family | [9 empty] | Non-Lead
| 1097 ELANA DR | Non-lead - Copper | On site inspection only | Non-lead - Copper | No | On site inspection only | Single family | [9 empty] | Non-Lead
| 888 OGLE ST | Non-lead - Copper | On site inspection only | Non-lead - Copper | No | On site inspection only | Single family | [9 empty] | Non-Lead
| 612 N CASCADE DR #50 | Non-lead - Copper | On site inspection only | Galvanized (Iron or Steel) | No | On site inspection only | Single family | [9 empty] | Non-Lead
| 1615 LAUREL AVE | Non-lead - Copper | On site inspection only | Non-lead - Copper | No | On site inspection only | Single family | [9 empty] | Non-Lead
| 1820 WOODLAND AVE | Non-lead - Copper | On site inspection only | Non-lead - Copper | No | On site inspection only | Single family | [9 empty] | Non-Lead
| 2091 SMITH DR | Non-lead - Copper | On site inspection only | Non-lead - Plastic | No | On site inspection only | Single family | [9 empty] | Non-Lead
| 1652 BEN BROWN LN | Non-lead - Copper | On site inspection only | Non-lead - Plastic | No | On site inspection only | Single family | [9 empty] | Non-Lead
| 337 WORKMAN DR | Non-lead - Copper | On site inspection only | Galvanized (Iron or Steel) | No | On site inspection only | Single family | [9 empty] | Non-Lead
| 2105 W SANTIAM DR | Non-lead - Copper | On site inspection only | Galvanized (Iron or Steel) | No | On site inspection only | Single family | [9 empty] | Non-Lead
| 2547 GRAYSTONE DR | Non-lead - Copper | On site inspection only | Non-lead - Copper | No | On site inspection only | Single family | [9 empty] | Non-Lead
| 3234 JONAH PL | Non-lead - Copper | On site inspection only | Non-lead - Copper | No | On site inspection only | Single family | [9 empty] | Non-Lead
| 3449 SWEETWATER AVE | Non-lead - Copper | On site inspection only | Non-lead - Copper | No | On site inspection only | Single family | [9 empty] | Non-Lead
| 506 TURNBERRY AVE | Non-lead - Copper | On site inspection only | Non-lead - Copper | No | On site inspection only | Single family | [9 empty] | Non-Lead
| 1880 HARDCASTLE AVE | Non-lead - Copper | On site inspection only | Non-lead - Copper | No | On site inspection only | Single family | [9 empty] | Non-Lead
| 1730 WOODLAND AVE | Non-lead - Copper | On site inspection only | Non-lead - Copper | No | On site inspection only | Single family | [9 empty] | Non-Lead
| 1401 CONSTITUTION AVE | Non-lead - Copper | On site inspection only | Non-lead - Copper | No | On site inspection only | Single family | [9 empty] | Non-Lead
| 828 OREGON WAY | Non-lead - Copper | On site inspection only | Galvanized (Iron or Steel) | No | On site inspection only | Single family | [9 empty] | Non-Lead
| 2099 SALLAL RD | Non-lead - Copper | On site inspection only | Galvanized (Iron or Steel) | No | On site inspection only | Single family | [9 empty] | Non-Lead
| 1580 UMPQUA RD | Non-lead - Copper | On site inspection only | Galvanized (Iron or Steel) | No | On site inspection only | Single family | [9 empty] | Non-Lead
| 1201 ROY AVE | Non-lead - Copper | On site inspection only | Non-lead - Copper | No | On site inspection only | Single family | [9 empty] | Non-Lead
| 1585 ALEXANDRA AVE | Non-lead - Copper | On site inspection only | Non-lead - Copper | No | On site inspection only | Single family | [9 empty] | Non-Lead
| 1403 FOXGLOVE ST | Non-lead - Copper | On site inspection only | Non-lead - Plastic | No | On site inspection only | Single family | [9 empty] | Non-Lead
| 612 N CASCADE DR #8A | Non-lead - Copper | On site inspection only | Galvanized (Iron or Steel) | No | On site inspection only | Single family | [9 empty] | Non-Lead
| 560 STUBB RD | Non-lead - Copper | On site inspection only | Non-lead - Copper | No | On site inspection only | Single family | [9 empty] | Non-Lead
| 1565 ALEXANDRA AVE | Non-lead - Copper | On site inspection only | Non-lead - Copper | No | On site inspection only | Single family | [9 empty] | Non-Lead
| 917 AMITY CT | Non-lead - Copper | On site inspection only | Non-lead - Copper | No | On site inspection only | Single family | [9 empty] | Non-Lead
| 3168 JORY ST | Non-lead - Copper | On site inspection only | Non-lead - Copper | No | On site inspection only | Single family | [9 empty] | Non-Lead
| 895 E LINCOLN ST E | Non-lead - Copper | On site inspection only | Non-lead - Copper | No | On site inspection only | Single family | [9 empty] | Non-Lead
| 273 E LINCOLN ST | Non-lead - Copper | On site inspection only | Non-lead - Copper | No | On site inspection only | Single family | [9 empty] | Non-Lead
| 2197 CAMELLIA WAY | Non-lead - Copper | On site inspection only | Non-lead - Copper | No | On site inspection only | Single family | [9 empty] | Non-Lead
| 612 N CASCADE DR #7 | Non-lead - Copper | On site inspection only | Galvanized (Iron or Steel) | No | On site inspection only | Single family | [9 empty] | Non-Lead
| 1463 MERIDIAN DR | Non-lead - Copper | On site inspection only | Non-lead - Copper | No | On site inspection only | Single family | [9 empty] | Non-Lead
| 570 STUBB RD | Non-lead - Copper | On site inspection only | Non-lead - Copper | No | On site inspection only | Single family | [9 empty] | Non-Lead
| 418 VINE AVE | Non-lead - Copper | On site inspection only | Non-lead - Copper | No | On site inspection only | Single family | [9 empty] | Non-Lead
| 1284 DAHLIA ST | Non-lead - Copper | On site inspection only | Non-lead - Plastic | No | On site inspection only | Single family | [9 empty] | Non-Lead
| 1215 BROWN ST | Non-lead - Copper | On site inspection only | Non-lead - Copper | No | On site inspection only | Single family | [9 empty] | Non-Lead
| 1102 FIFTH ST | Non-lead - Copper | On site inspection only | Non-lead - Copper | No | On site inspection only | Single family | [9 empty] | Non-Lead
| 2631 OXFORD ST | Non-lead - Copper | On site inspection only | Non-lead - Copper | No | On site inspection only | Single family | [9 empty] | Non-Lead
| 1285 MCKINLEY ST | Non-lead - Copper | On site inspection only | Non-lead - Copper | No | On site inspection only | Single family | [9 empty] | Non-Lead
| 3329 SENECAL CREEK DR | Non-lead - Copper | On site inspection only | Non-lead - Copper | No | On site inspection only | Single family | [9 empty] | Non-Lead
| 1487 QUINN RD | Non-lead - Copper | On site inspection only | Galvanized (Iron or Steel) | No | On site inspection only | Single family | [9 empty] | Non-Lead
| 496 SYCAMORE AVE | Non-lead - Copper | On site inspection only | Non-lead - Copper | No | On site inspection only | Single family | [9 empty] | Non-Lead
| 144 BRADLEY ST | Non-lead - Copper | On site inspection only | Non-lead - Copper | No | On site inspection only | Single family | [9 empty] | Non-Lead
| 487 INGLEWOOD LN | Non-lead - Copper | On site inspection only | Non-lead - Copper | No | On site inspection only | Single family | [9 empty] | Non-Lead
| 1365 TOMLIN AVE | Non-lead - Copper | On site inspection only | Non-lead - Copper | No | On site inspection only | Single family | [9 empty] | Non-Lead
| 390 SENECA CT | Non-lead - Copper | On site inspection only | Non-lead - Copper | No | On site inspection only | Single family | [9 empty] | Non-Lead
| 2863 OLYMPIC ST | Non-lead - Copper | On site inspection only | Non-lead - Copper | No | On site inspection only | Single family | [9 empty] | Non-Lead
| 1528 QUINN RD | Non-lead - Copper | On site inspection only | Galvanized (Iron or Steel) | No | On site inspection only | Single family | [9 empty] | Non-Lead
| 1057 RANDOLPH RD | Non-lead - Copper | On site inspection only | Galvanized (Iron or Steel) | No | On site inspection only | Single family | [9 empty] | Non-Lead
| 1476 UMPQUA RD | Non-lead - Copper | On site inspection only | Galvanized (Iron or Steel) | No | On site inspection only | Single family | [9 empty] | Non-Lead
| 1132 MARYLYNN WAY | Non-lead - Copper | On site inspection only | Non-lead - Copper | No | On site inspection only | Single family | [9 empty] | Non-Lead
| 2847 FAIRWAY ST | Non-lead - Copper | On site inspection only | Non-lead - Copper | No | On site inspection only | Single family | [9 empty] | Non-Lead
| 1224 PARK AVE | Non-lead - Copper | On site inspection only | Non-lead - Copper | No | On site inspection only | Single family | [9 empty] | Non-Lead
| 2129 W HAYES ST | Non-lead - Copper | On site inspection only | Non-lead - Copper | No | On site inspection only | Single family | [9 empty] | Non-Lead
| 345 SENECA CT | Non-lead - Copper | On site inspection only | Non-lead - Copper | No | On site inspection only | Single family | [9 empty] | Non-Lead
| 503 STOLLER ST | Non-lead - Copper | On site inspection only | Non-lead - Plastic | No | On site inspection only | Single family | [9 empty] | Non-Lead
| 1128 N FIRST ST | Non-lead - Copper | On site inspection only | Non-lead - Copper | No | On site inspection only | Single family | [9 empty] | Non-Lead
| 405 W CLEVELAND ST | Non-lead - Copper | On site inspection only | Non-lead - Copper | No | On site inspection only | Single family | [9 empty] | Non-Lead
| 1357 QUINN RD | Non-lead - Copper | On site inspection only | Galvanized (Iron or Steel) | No | On site inspection only | Single family | [9 empty] | Non-Lead
| 1353 UMPQUA RD | Non-lead - Copper | On site inspection only | Galvanized (Iron or Steel) | No | On site inspection only | Single family | [9 empty] | Non-Lead
| 1511 WALTON WAY | Non-lead - Copper | On site inspection only | Non-lead - Copper | No | On site inspection only | Single family | [9 empty] | Non-Lead
| 720 BEN BROWN LN | Non-lead - Copper | On site inspection only | Non-lead - Plastic | No | On site inspection only | Single family | [9 empty] | Non-Lead
| 3379 CAMAS ST | Non-lead - Copper | On site inspection only | Non-lead - Copper | No | On site inspection only | Single family | [9 empty] | Non-Lead
| 1831 JANSEN WAY | Non-lead - Copper | On site inspection only | Galvanized (Iron or Steel) | No | On site inspection only | Single family | [9 empty] | Non-Lead
| 167 N SETTLEMIER AVE | Non-lead - Copper | On site inspection only | Non-lead - Copper | No | On site inspection only | Single family | [9 empty] | Non-Lead
| 1586 MERIDIAN DR | Non-lead - Copper | On site inspection only | Non-lead - Copper | No | On site inspection only | Single family | [9 empty] | Non-Lead
| 2230 COUNTRY CLUB RD | Non-lead - Copper | On site inspection only | Non-lead - Copper | No | On site inspection only | Single family | [9 empty] | Non-Lead
| 1325 CONSTITUTION AVE | Non-lead - Copper | On site inspection only | Non-lead - Copper | No | On site inspection only | Single family | [9 empty] | Non-Lead
| 1410 INDEPENDENCE AVE | Non-lead - Copper | On site inspection only | Non-lead - Copper | No | On site inspection only | Single family | [9 empty] | Non-Lead
| 2287 COUNTRY CLUB TER | Non-lead - Copper | On site inspection only | Galvanized (Iron or Steel) | No | On site inspection only | Single family | [9 empty] | Non-Lead
| 785 ELANA WAY | Non-lead - Copper | On site inspection only | Non-lead - Copper | No | On site inspection only | Single family | [9 empty] | Non-Lead
| 2548 EDGEWATER DR | Non-lead - Copper | On site inspection only | Non-lead - Copper | No | On site inspection only | Single family | [9 empty] | Non-Lead
| 2093 ASTOR WAY | Non-lead - Copper | On site inspection only | Non-lead - Copper | No | On site inspection only | Single family | [9 empty] | Non-Lead
| 1369 THOMPSON RD | Non-lead - Copper | On site inspection only | Galvanized (Iron or Steel) | No | On site inspection only | Single family | [9 empty] | Non-Lead
| 376 E LINCOLN ST | Non-lead - Copper | On site inspection only | Non-lead - Copper | No | On site inspection only | Single family | [9 empty] | Non-Lead
| 2372 MERIDIAN DR | Non-lead - Copper | On site inspection only | Non-lead - Copper | No | On site inspection only | Single family | [9 empty] | Non-Lead
| 1691 SALLAL RD | Non-lead - Copper | On site inspection only | Galvanized (Iron or Steel) | No | On site inspection only | Single family | [9 empty] | Non-Lead
| 1340 WALTON WAY | Non-lead - Copper | On site inspection only | Galvanized (Iron or Steel) | No | On site inspection only | Single family | [9 empty] | Non-Lead
| 1339 GARDEN WAY | Non-lead - Copper | On site inspection only | Galvanized (Iron or Steel) | No | On site inspection only | Single family | [9 empty] | Non-Lead
| 911 BROUGHTON WAY | Non-lead - Copper | On site inspection only | Galvanized (Iron or Steel) | No | On site inspection only | Single family | [9 empty] | Non-Lead
| 827 FAIRWOOD CRES | Non-lead - Copper | On site inspection only | Non-lead - Copper | No | On site inspection only | Single family | [9 empty] | Non-Lead
| 2411 TRACY LN | Non-lead - Copper | On site inspection only | Non-lead - Copper | No | On site inspection only | Single family | [9 empty] | Non-Lead
| 1186 GOOSE CREEK RD | Non-lead - Copper | On site inspection only | Non-lead - Copper | No | On site inspection only | Single family | [9 empty] | Non-Lead
| 1453 UMPQUA RD | Non-lead - Copper | On site inspection only | Galvanized (Iron or Steel) | No | On site inspection only | Single family | [9 empty] | Non-Lead
| 30 TIERRA LYNN CT | Non-lead - Copper | On site inspection only | Galvanized (Iron or Steel) | No | On site inspection only | Single family | [9 empty] | Non-Lead
| 885 NUGGET CT | Non-lead - Copper | On site inspection only | Non-lead - Copper | No | On site inspection only | Single family | [9 empty] | Non-Lead
| 1596 DAYLILY ST | Non-lead - Copper | On site inspection only | Non-lead - Plastic | No | On site inspection only | Single family | [9 empty] | Non-Lead
| 2307 MILLER FARM RD | Non-lead - Copper | On site inspection only | Non-lead - Copper | No | On site inspection only | Single family | [9 empty] | Non-Lead
| 763 OREGON WAY | Non-lead - Copper | On site inspection only | Galvanized (Iron or Steel) | No | On site inspection only | Single family | [9 empty] | Non-Lead
| 757 FAIRWOOD CRES | Non-lead - Copper | On site inspection only | Non-lead - Copper | No | On site inspection only | Single family | [9 empty] | Non-Lead
| 226 W CLACKAMAS CIR | Non-lead - Copper | On site inspection only | Galvanized (Iron or Steel) | No | On site inspection only | Single family | [9 empty] | Non-Lead
| 2871 ROANOKE ST | Non-lead - Copper | On site inspection only | Non-lead - Copper | No | On site inspection only | Single family | [9 empty] | Non-Lead
| 228 CEDAR AVE | Non-lead - Copper | On site inspection only | Non-lead - Copper | No | On site inspection only | Single family | [9 empty] | Non-Lead
| 518 TROON AVE | Non-lead - Copper | On site inspection only | Non-lead - Plastic | No | On site inspection only | Single family | [9 empty] | Non-Lead
| 1105 THIRD ST | Non-lead - Copper | On site inspection only | Galvanized (Iron or Steel) | No | On site inspection only | Single family | [9 empty] | Non-Lead
| 2324 BEN BROWN DR | Non-lead - Copper | On site inspection only | Non-lead - Plastic | No | On site inspection only | Single family | [9 empty] | Non-Lead
| 2229 KILLIAN SPRING DR | Non-lead - Copper | On site inspection only | Non-lead - Plastic | No | On site inspection only | Single family | [9 empty] | Non-Lead
| 3309 MCNAUGHT ST | Non-lead - Copper | On site inspection only | Non-lead - Copper | No | On site inspection only | Single family | [9 empty] | Non-Lead
| 1141 KOFFLER AVE | Non-lead - Copper | On site inspection only | Non-lead - Copper | No | On site inspection only | Single family | [9 empty] | Non-Lead
| 428 IRONWOOD TER | Non-lead - Copper | On site inspection only | Non-lead - Copper | No | On site inspection only | Single family | [9 empty] | Non-Lead
| 505 PRAIRIE ST | Non-lead - Copper | On site inspection only | Non-lead - Copper | No | On site inspection only | Single family | [9 empty] | Non-Lead
| 2601 BEN BROWN DR | Non-lead - Copper | On site inspection only | Non-lead - Plastic | No | On site inspection only | Single family | [9 empty] | Non-Lead
| 835 OREGON WAY | Non-lead - Copper | On site inspection only | Galvanized (Iron or Steel) | No | On site inspection only | Single family | [9 empty] | Non-Lead
| 2373 MERIDIAN DR | Non-lead - Copper | On site inspection only | Non-lead - Copper | No | On site inspection only | Single family | [9 empty] | Non-Lead
| 700 E CLACKAMAS CIR | Non-lead - Copper | On site inspection only | Galvanized (Iron or Steel) | No | On site inspection only | Single family | [9 empty] | Non-Lead
| 226 HERITAGE AVE | Non-lead - Copper | On site inspection only | Non-lead - Copper | No | On site inspection only | Single family | [9 empty] | Non-Lead
| 1515 VAN LIEU CT | Non-lead - Copper | On site inspection only | Non-lead - Copper | No | On site inspection only | Single family | [9 empty] | Non-Lead
| 710 KELOWNA ST | Non-lead - Copper | On site inspection only | Non-lead - Copper | No | On site inspection only | Single family | [9 empty] | Non-Lead
| 715 S SETTLEMIER AVE | Non-lead - Copper | On site inspection only | Galvanized (Iron or Steel) | No | On site inspection only | Single family | [9 empty] | Non-Lead
| 1362 PRINCETON RD | Non-lead - Copper | On site inspection only | Galvanized (Iron or Steel) | No | On site inspection only | Single family | [9 empty] | Non-Lead
| 408 WILLAMETTE ST | Non-lead - Copper | On site inspection only | Non-lead - Plastic | No | On site inspection only | Single family | [9 empty] | Non-Lead
| 2393 HALTER DR | Non-lead - Copper | On site inspection only | Non-lead - Plastic | No | On site inspection only | Single family | [9 empty] | Non-Lead
| 403 INGLEWOOD LN | Non-lead - Copper | On site inspection only | Non-lead - Copper | No | On site inspection only | Single family | [9 empty] | Non-Lead
| 800 BEN BROWN LN | Non-lead - Copper | On site inspection only | Non-lead - Plastic | No | On site inspection only | Single family | [9 empty] | Non-Lead
| 1477 COOLEY CT | Non-lead - Copper | On site inspection only | Non-lead - Copper | No | On site inspection only | Single family | [9 empty] | Non-Lead
| 804 TUKWILA DR | Non-lead - Copper | On site inspection only | Non-lead - Copper | No | On site inspection only | Single family | [9 empty] | Non-Lead
| 750 ELANA WAY | Non-lead - Copper | On site inspection only | Non-lead - Copper | No | On site inspection only | Single family | [9 empty] | Non-Lead
| 830 GATCH ST | Non-lead - Copper | On site inspection only | Galvanized (Iron or Steel) | No | On site inspection only | Single family | [9 empty] | Non-Lead
| 530 PRAIRIE ST | Non-lead - Copper | On site inspection only | Non-lead - Copper | No | On site inspection only | Single family | [9 empty] | Non-Lead
| 1860 WOODLAND AVE | Non-lead - Copper | On site inspection only | Non-lead - Copper | No | On site inspection only | Single family | [9 empty] | Non-Lead
| 2725 ROANOKE ST | Non-lead - Copper | On site inspection only | Non-lead - Copper | No | On site inspection only | Single family | [9 empty] | Non-Lead
| 311 OLIVE AVE | Non-lead - Copper | On site inspection only | Non-lead - Copper | No | On site inspection only | Single family | [9 empty] | Non-Lead
| 645 SMITH DR | Non-lead - Copper | On site inspection only | Non-lead - Copper | No | On site inspection only | Single family | [9 empty] | Non-Lead
| 3526 HAWTHORN CIR | Non-lead - Copper | On site inspection only | Non-lead - Copper | No | On site inspection only | Single family | [9 empty] | Non-Lead
| 612 N CASCADE DR #36 | Non-lead - Copper | On site inspection only | Galvanized (Iron or Steel) | No | On site inspection only | Single family | [9 empty] | Non-Lead
| 1770 SMITH DR | Non-lead - Copper | On site inspection only | Non-lead - Plastic | No | On site inspection only | Single family | [9 empty] | Non-Lead
| 1234 INDEPENDENCE AVE | Non-lead - Copper | On site inspection only | Non-lead - Copper | No | On site inspection only | Single family | [9 empty] | Non-Lead
| 416 TURNBERRY AVE | Non-lead - Copper | On site inspection only | Non-lead - Copper | No | On site inspection only | Single family | [9 empty] | Non-Lead
| 271 BOEAN LN | Non-lead - Copper | On site inspection only | Non-lead - Copper | No | On site inspection only | Single family | [9 empty] | Non-Lead
| 558 TUKWILA DR | Non-lead - Copper | On site inspection only | Non-lead - Copper | No | On site inspection only | Single family | [9 empty] | Non-Lead
| 1016 HARDCASTLE AVE | Non-lead - Copper | On site inspection only | Non-lead - Copper | No | On site inspection only | Single family | [9 empty] | Non-Lead
| 1175 GREENVIEW DR | Non-lead - Copper | On site inspection only | Non-lead - Copper | No | On site inspection only | Single family | [9 empty] | Non-Lead
| 1403 SALLAL RD | Non-lead - Copper | On site inspection only | Galvanized (Iron or Steel) | No | On site inspection only | Single family | [9 empty] | Non-Lead
| 1770 LANDAU DR | Non-lead - Copper | On site inspection only | Non-lead - Copper | No | On site inspection only | Single family | [9 empty] | Non-Lead
| 2310 MERIDIAN DR | Non-lead - Copper | On site inspection only | Non-lead - Copper | No | On site inspection only | Single family | [9 empty] | Non-Lead
| 431 GATCH ST | Non-lead - Copper | On site inspection only | Galvanized (Iron or Steel) | No | On site inspection only | Single family | [9 empty] | Non-Lead
| 641 GATCH ST | Non-lead - Copper | On site inspection only | Galvanized (Iron or Steel) | No | On site inspection only | Single family | [9 empty] | Non-Lead
| 591 GATCH ST | Non-lead - Copper | On site inspection only | Galvanized (Iron or Steel) | No | On site inspection only | Single family | [9 empty] | Non-Lead
| 1834 SMITH DR | Non-lead - Copper | On site inspection only | Non-lead - Plastic | No | On site inspection only | Single family | [9 empty] | Non-Lead
| 1402 IRIS ST | Non-lead - Copper | On site inspection only | Non-lead - Plastic | No | On site inspection only | Single family | [9 empty] | Non-Lead
| 1575 AUDREY WAY | Non-lead - Copper | On site inspection only | Non-lead - Copper | No | On site inspection only | Single family | [9 empty] | Non-Lead
| 440 VINE AVE | Non-lead - Copper | On site inspection only | Non-lead - Copper | No | On site inspection only | Single family | [9 empty] | Non-Lead
| 1451 FOXGLOVE ST | Non-lead - Copper | On site inspection only | Non-lead - Plastic | No | On site inspection only | Single family | [9 empty] | Non-Lead
| 808 BEN BROWN LN | Non-lead - Copper | On site inspection only | Non-lead - Plastic | No | On site inspection only | Single family | [9 empty] | Non-Lead
| 1502 DAYLILY ST | Non-lead - Copper | On site inspection only | Non-lead - Plastic | No | On site inspection only | Single family | [9 empty] | Non-Lead
| 1596 FOXGLOVE ST | Non-lead - Copper | On site inspection only | Non-lead - Plastic | No | On site inspection only | Single family | [9 empty] | Non-Lead
| 750 MAPLEWOOD CT | Non-lead - Copper | On site inspection only | Non-lead - Copper | No | On site inspection only | Single family | [9 empty] | Non-Lead
| 657 YOUNG ST | Non-lead - Copper | On site inspection only | Non-lead - Copper | No | On site inspection only | Single family | [9 empty] | Non-Lead
| 543 THIRD ST | Non-lead - Copper | On site inspection only | Non-lead - Copper | No | On site inspection only | Single family | [9 empty] | Non-Lead
| 2844 STANFORD ST | Non-lead - Copper | On site inspection only | Non-lead - Copper | No | On site inspection only | Single family | [9 empty] | Non-Lead
| 1894 SMITH DR | Non-lead - Copper | On site inspection only | Non-lead - Plastic | No | On site inspection only | Single family | [9 empty] | Non-Lead
| 1237 KENNEDY ST | Non-lead - Copper | On site inspection only | Non-lead - Copper | No | On site inspection only | Single family | [9 empty] | Non-Lead
| 1150 E LINCOLN ST | Non-lead - Copper | On site inspection only | Non-lead - Copper | No | On site inspection only | Single family | [9 empty] | Non-Lead
| 1350 DAHLIA ST | Non-lead - Copper | On site inspection only | Non-lead - Plastic | No | On site inspection only | Single family | [9 empty] | Non-Lead
| 1028 N SECOND ST | Non-lead - Copper | On site inspection only | Non-lead - Copper | No | On site inspection only | Single family | [9 empty] | Non-Lead
| 878 BEN BROWN LN | Non-lead - Copper | On site inspection only | Non-lead - Plastic | No | On site inspection only | Single family | [9 empty] | Non-Lead
| 705 S SETTLEMIER AVE | Non-lead - Copper | On site inspection only | Non-lead - Copper | No | On site inspection only | Single family | [9 empty] | Non-Lead
| 396 OGLE ST | Non-lead - Copper | On site inspection only | Non-lead - Copper | No | On site inspection only | Single family | [9 empty] | Non-Lead
| 1000 DEER RUN | Non-lead - Copper | On site inspection only | Non-lead - Copper | No | On site inspection only | Single family | [9 empty] | Non-Lead
| 2720 CHAMPIONSHIP DR | Non-lead - Copper | On site inspection only | Non-lead - Copper | No | On site inspection only | Single family | [9 empty] | Non-Lead
| 2288 BEN BROWN DR | Non-lead - Copper | On site inspection only | Non-lead - Plastic | No | On site inspection only | Single family | [9 empty] | Non-Lead
| 3177 OXFORD ST | Non-lead - Copper | On site inspection only | Non-lead - Copper | No | On site inspection only | Single family | [9 empty] | Non-Lead
| 1238 MARCEL DR | Non-lead - Copper | On site inspection only | Non-lead - Copper | No | On site inspection only | Single family | [9 empty] | Non-Lead
| 798 WILSON ST | Non-lead - Copper | On site inspection only | Non-lead - Copper | No | On site inspection only | Single family | [9 empty] | Non-Lead
| 1247 CONSTITUTION AVE | Non-lead - Copper | On site inspection only | Non-lead - Copper | No | On site inspection only | Single family | [9 empty] | Non-Lead
| 445 IRONWOOD TER | Non-lead - Copper | On site inspection only | Non-lead - Copper | No | On site inspection only | Single family | [9 empty] | Non-Lead
| 1254 MAYANNA DR | Non-lead - Copper | On site inspection only | Non-lead - Copper | No | On site inspection only | Single family | [9 empty] | Non-Lead
| 415 INGLEWOOD LN | Non-lead - Copper | On site inspection only | Non-lead - Copper | No | On site inspection only | Single family | [9 empty] | Non-Lead
| 3104 JONAH PL | Non-lead - Copper | On site inspection only | Non-lead - Copper | No | On site inspection only | Single family | [9 empty] | Non-Lead
| 612 N CASCADE DR #14 | Non-lead - Copper | On site inspection only | Galvanized (Iron or Steel) | No | On site inspection only | Single family | [9 empty] | Non-Lead
| 650 FAIRWOOD CRES | Non-lead - Copper | On site inspection only | Non-lead - Copper | No | On site inspection only | Single family | [9 empty] | Non-Lead
| 3508 PALIMINO AVE | Non-lead - Copper | On site inspection only | Non-lead - Copper | No | On site inspection only | Single family | [9 empty] | Non-Lead
| 1185 N PACIFIC HWY | Non-lead - Copper | On site inspection only | Non-lead - Copper | No | On site inspection only | Single family | [9 empty] | Non-Lead
| 1392 SUNFLOWER ST | Non-lead - Copper | On site inspection only | Non-lead - Plastic | No | On site inspection only | Single family | [9 empty] | Non-Lead
| 11849 NE CHATEAU DR | Non-lead - Copper | On site inspection only | Galvanized (Iron or Steel) | No | On site inspection only | Single family | [9 empty] | Non-Lead
| 999 DELLMOOR WAY | Non-lead - Copper | On site inspection only | Non-lead - Copper | No | On site inspection only | Single family | [9 empty] | Non-Lead
| 1223 ANNA ST | Non-lead - Copper | On site inspection only | Non-lead - Copper | No | On site inspection only | Single family | [9 empty] | Non-Lead
| 1585 GRANITE ST | Non-lead - Copper | On site inspection only | Non-lead - Plastic | No | On site inspection only | Single family | [9 empty] | Non-Lead
| 1197 KENNEDY ST | Non-lead - Copper | On site inspection only | Non-lead - Copper | No | On site inspection only | Single family | [9 empty] | Non-Lead
| 520 LEASURE ST | Non-lead - Copper | On site inspection only | Galvanized (Iron or Steel) | No | On site inspection only | Single family | [9 empty] | Non-Lead
| 2587 JAMESTOWN ST | Non-lead - Copper | On site inspection only | Non-lead - Copper | No | On site inspection only | Single family | [9 empty] | Non-Lead
| 2550 MILLER FARM RD | Non-lead - Copper | On site inspection only | Non-lead - Copper | No | On site inspection only | Single family | [9 empty] | Non-Lead
| 1281 GREENVIEW DR | Non-lead - Copper | On site inspection only | Non-lead - Copper | No | On site inspection only | Single family | [9 empty] | Non-Lead
| 249 ACACIA AVE | Non-lead - Copper | On site inspection only | Non-lead - Copper | No | On site inspection only | Single family | [9 empty] | Non-Lead
| 598 S SETTLEMIER AVE | Non-lead - Copper | On site inspection only | Non-lead - Copper | No | On site inspection only | Single family | [9 empty] | Non-Lead
| 485 YOUNG ST | Non-lead - Copper | On site inspection only | Non-lead - Copper | No | On site inspection only | Single family | [9 empty] | Non-Lead
| 1921 KILLIAN SPRING DR | Non-lead - Copper | On site inspection only | Non-lead - Plastic | No | On site inspection only | Single family | [9 empty] | Non-Lead
| 740 LEASURE ST | Non-lead - Copper | On site inspection only | Galvanized (Iron or Steel) | No | On site inspection only | Single family | [9 empty] | Non-Lead
| 3253 CAMAS ST | Non-lead - Copper | On site inspection only | Non-lead - Copper | No | On site inspection only | Single family | [9 empty] | Non-Lead
| 1298 COMSTOCK WAY | Non-lead - Copper | On site inspection only | Non-lead - Copper | No | On site inspection only | Single family | [9 empty] | Non-Lead
| 3212 REED AVE | Non-lead - Copper | On site inspection only | Non-lead - Copper | No | On site inspection only | Single family | [9 empty] | Non-Lead
| 1709 JANSEN WAY | Non-lead - Copper | On site inspection only | Non-lead - Copper | No | On site inspection only | Single family | [9 empty] | Non-Lead
| 1889 SMITH DR | Non-lead - Copper | On site inspection only | Non-lead - Plastic | No | On site inspection only | Single family | [9 empty] | Non-Lead
| 1090 GARFIELD ST | Non-lead - Copper | On site inspection only | Non-lead - Copper | No | On site inspection only | Single family | [9 empty] | Non-Lead
| 593 STOLLER ST | Non-lead - Copper | On site inspection only | Non-lead - Plastic | No | On site inspection only | Single family | [9 empty] | Non-Lead
| 206 WILLOW AVE | Non-lead - Copper | On site inspection only | Non-lead - Copper | No | On site inspection only | Single family | [9 empty] | Non-Lead
| 487 HERMANSON ST | Non-lead - Copper | On site inspection only | Non-lead - Copper | No | On site inspection only | Single family | [9 empty] | Non-Lead
| 1177 WILLOW AVE | Non-lead - Copper | On site inspection only | Non-lead - Copper | No | On site inspection only | Single family | [9 empty] | Non-Lead
| 581 FAIRWOOD CRES | Non-lead - Copper | On site inspection only | Non-lead - Copper | No | On site inspection only | Single family | [9 empty] | Non-Lead
| 40 WORKMAN DR | Non-lead - Copper | On site inspection only | Non-lead - Copper | No | On site inspection only | Single family | [9 empty] | Non-Lead
| 2671 DUKE ST | Non-lead - Copper | On site inspection only | Non-lead - Plastic | No | On site inspection only | Single family | [9 empty] | Non-Lead
| 460 FOURTH ST | Non-lead - Copper | On site inspection only | Non-lead - Copper | No | On site inspection only | Single family | [9 empty] | Non-Lead
| 624 N SETTLEMIER AVE | Non-lead - Copper | On site inspection only | Non-lead - Copper | No | On site inspection only | Single family | [9 empty] | Non-Lead
| 1006 OGLE ST | Non-lead - Copper | On site inspection only | Non-lead - Copper | No | On site inspection only | Single family | [9 empty] | Non-Lead
| 3469 LINDA ST | Non-lead - Copper | On site inspection only | Non-lead - Copper | No | On site inspection only | Single family | [9 empty] | Non-Lead
| 1420 ALEXANDRA AVE | Non-lead - Copper | On site inspection only | Non-lead - Copper | No | On site inspection only | Single family | [9 empty] | Non-Lead
| 523 WHEAT ST | Non-lead - Copper | On site inspection only | Non-lead - Plastic | No | On site inspection only | Single family | [9 empty] | Non-Lead
| 1233 PARK AVE | Non-lead - Copper | On site inspection only | Non-lead - Copper | No | On site inspection only | Single family | [9 empty] | Non-Lead
| 1080 ASTOR WAY | Non-lead - Copper | On site inspection only | Non-lead - Copper | No | On site inspection only | Single family | [9 empty] | Non-Lead
| 11837 NE CHATEAU DR | Non-lead - Copper | On site inspection only | Non-lead - Copper | No | On site inspection only | Single family | [9 empty] | Non-Lead
| 551 HALL ST | Non-lead - Copper | On site inspection only | Non-lead - Copper | No | On site inspection only | Single family | [9 empty] | Non-Lead
| 1900 W HAYES ST | Non-lead - Copper | On site inspection only | Non-lead - Copper | No | On site inspection only | Single family | [9 empty] | Non-Lead
| 1060 KELOWNA CT | Non-lead - Copper | On site inspection only | Non-lead - Copper | No | On site inspection only | Single family | [9 empty] | Non-Lead
| 434 E CLEVELAND ST | Non-lead - Copper | On site inspection only | Non-lead - Copper | No | On site inspection only | Single family | [9 empty] | Non-Lead
| 330 ANDREA CT | Non-lead - Copper | On site inspection only | Non-lead - Copper | No | On site inspection only | Single family | [9 empty] | Non-Lead
| 121 SMITH DR | Non-lead - Copper | On site inspection only | Non-lead - Copper | No | On site inspection only | Single family | [9 empty] | Non-Lead
| 2575 BOSTON ST | Non-lead - Copper | On site inspection only | Non-lead - Copper | No | On site inspection only | Single family | [9 empty] | Non-Lead
| 250 S COLUMBIA DR | Non-lead - Copper | On site inspection only | Non-lead - Copper | No | On site inspection only | Single family | [9 empty] | Non-Lead
| 280 S CASCADE DR | Non-lead - Copper | On site inspection only | Non-lead - Plastic | No | Records only | Single family | [9 empty] | Non-Lead
| 1121 N FIRST ST | Non-lead - Copper | On site inspection only | Galvanized (Iron or Steel) | No | On site inspection only | Single family | [9 empty] | Non-Lead
| 2210 BEN BROWN DR | Non-lead - Copper | On site inspection only | Non-lead - Plastic | No | On site inspection only | Single family | [9 empty] | Non-Lead
| 1620 THOMPSON RD | Non-lead - Copper | On site inspection only | Galvanized (Iron or Steel) | No | On site inspection only | Single family | [9 empty] | Non-Lead
| 750 WILSON ST | Non-lead - Copper | On site inspection only | Galvanized (Iron or Steel) | No | On site inspection only | Single family | [9 empty] | Non-Lead
| 2135 COUNTRY CLUB TER | Non-lead - Copper | On site inspection only | Galvanized (Iron or Steel) | No | On site inspection only | Single family | [9 empty] | Non-Lead
| 1082 YOUNG ST | Non-lead - Copper | On site inspection only | Non-lead - Copper | No | On site inspection only | Single family | [9 empty] | Non-Lead
| 2515 ROANOKE ST | Non-lead - Copper | On site inspection only | Non-lead - Copper | No | On site inspection only | Single family | [9 empty] | Non-Lead
| 1249 GOOSE CREEK RD | Non-lead - Copper | On site inspection only | Non-lead - Copper | No | On site inspection only | Single family | [9 empty] | Non-Lead
| 960 AMITY CT | Non-lead - Copper | On site inspection only | Galvanized (Iron or Steel) | No | On site inspection only | Single family | [9 empty] | Non-Lead
| 665 TROON AVE | Non-lead - Copper | On site inspection only | Non-lead - Plastic | No | On site inspection only | Single family | [9 empty] | Non-Lead
| 204 S COLUMBIA DR | Non-lead - Copper | On site inspection only | Non-lead - Copper | No | On site inspection only | Single family | [9 empty] | Non-Lead
| 1601 PRINCETON RD | Non-lead - Copper | On site inspection only | Non-lead - Copper | No | On site inspection only | Single family | [9 empty] | Non-Lead
| 890 GARFIELD ST | Non-lead - Copper | On site inspection only | Non-lead - Copper | No | On site inspection only | Single family | [9 empty] | Non-Lead
| 2709 VASSER ST | Non-lead - Copper | On site inspection only | Non-lead - Copper | No | On site inspection only | Single family | [9 empty] | Non-Lead
| 1136 FOXGLOVE ST | Non-lead - Copper | On site inspection only | Non-lead - Copper | No | On site inspection only | Single family | [9 empty] | Non-Lead
| 2400 BEN BROWN DR | Non-lead - Copper | On site inspection only | Non-lead - Plastic | No | On site inspection only | Single family | [9 empty] | Non-Lead
| 2739 ROANOKE ST | Non-lead - Copper | On site inspection only | Non-lead - Copper | No | On site inspection only | Single family | [9 empty] | Non-Lead
| 694 S COLUMBIA DR | Non-lead - Copper | On site inspection only | Non-lead - Copper | No | On site inspection only | Single family | [9 empty] | Non-Lead
| 1139 GOOSE CREEK RD | Non-lead - Copper | On site inspection only | Non-lead - Copper | No | On site inspection only | Single family | [9 empty] | Non-Lead
| 1894 WOODLAND AVE | Non-lead - Copper | On site inspection only | Galvanized (Iron or Steel) | No | On site inspection only | Single family | [9 empty] | Non-Lead
| 715 MAPLEWOOD CT | Non-lead - Copper | On site inspection only | Non-lead - Copper | No | On site inspection only | Single family | [9 empty] | Non-Lead
| 286 E LINCOLN ST | Non-lead - Copper | On site inspection only | Galvanized (Iron or Steel) | No | On site inspection only | Single family | [9 empty] | Non-Lead
| 1838 RAINIER RD | Non-lead - Copper | On site inspection only | Galvanized (Iron or Steel) | No | On site inspection only | Single family | [9 empty] | Non-Lead
| 1533 THOMPSON RD | Non-lead - Copper | On site inspection only | Galvanized (Iron or Steel) | No | On site inspection only | Single family | [9 empty] | Non-Lead
| 765 S PACIFIC HWY #31 | Non-lead - Copper | On site inspection only | Galvanized (Iron or Steel) | No | On site inspection only | Single family | [9 empty] | Non-Lead
| 1698 UMPQUA RD | Non-lead - Copper | On site inspection only | Galvanized (Iron or Steel) | No | On site inspection only | Single family | [9 empty] | Non-Lead
| 389 W LINCOLN ST | Non-lead - Copper | On site inspection only | Non-lead - Copper | No | On site inspection only | Single family | [9 empty] | Non-Lead
| 1225 GOOSE CREEK RD | Non-lead - Copper | On site inspection only | Non-lead - Copper | No | On site inspection only | Single family | [9 empty] | Non-Lead
| 1280 STANFIELD RD | Non-lead - Copper | On site inspection only | Non-lead - Copper | No | On site inspection only | Single family | [9 empty] | Non-Lead
| 1756 SALLAL RD | Non-lead - Copper | On site inspection only | Galvanized (Iron or Steel) | No | On site inspection only | Single family | [9 empty] | Non-Lead
| 1660 FINZER WAY | Non-lead - Copper | On site inspection only | Non-lead - Copper | No | On site inspection only | Single family | [9 empty] | Non-Lead
| 2165 COUNTRY CLUB CT | Non-lead - Copper | On site inspection only | Galvanized (Iron or Steel) | No | On site inspection only | Single family | [9 empty] | Non-Lead
| 1051 PRINCETON RD | Non-lead - Copper | On site inspection only | Galvanized (Iron or Steel) | No | On site inspection only | Single family | [9 empty] | Non-Lead
| 1988 UMPQUA RD | Non-lead - Copper | On site inspection only | Galvanized (Iron or Steel) | No | On site inspection only | Single family | [9 empty] | Non-Lead
| 467 WILLOW AVE | Non-lead - Copper | On site inspection only | Galvanized (Iron or Steel) | No | On site inspection only | Single family | [9 empty] | Non-Lead
| 1277 ROBERT ST | Non-lead - Copper | On site inspection only | Non-lead - Copper | No | On site inspection only | Single family | [9 empty] | Non-Lead
| 144 S COLUMBIA DR | Non-lead - Copper | On site inspection only | Non-lead - Copper | No | On site inspection only | Single family | [9 empty] | Non-Lead
| 1560 RAINIER RD | Non-lead - Copper | On site inspection only | Non-lead - Copper | No | On site inspection only | Single family | [9 empty] | Non-Lead
| 1502 GRANITE ST | Non-lead - Copper | On site inspection only | Non-lead - Plastic | No | On site inspection only | Single family | [9 empty] | Non-Lead
| 858 OSTROM DR | Non-lead - Copper | On site inspection only | Non-lead - Plastic | No | On site inspection only | Single family | [9 empty] | Non-Lead
| 2502 BEN BROWN DR | Non-lead - Copper | On site inspection only | Non-lead - Plastic | No | On site inspection only | Single family | [9 empty] | Non-Lead
| 1351 N FRONT ST | Non-lead - Copper | On site inspection only | Galvanized (Iron or Steel) | No | On site inspection only | Single family | [9 empty] | Non-Lead
| 820 S SETTLEMIER AVE | Non-lead - Copper | On site inspection only | Galvanized (Iron or Steel) | No | On site inspection only | Single family | [9 empty] | Non-Lead
| 1297 GREENVIEW DR | Non-lead - Copper | On site inspection only | Galvanized (Iron or Steel) | No | On site inspection only | Single family | [9 empty] | Non-Lead
| 1049 BLAINE ST | Non-lead - Copper | On site inspection only | Galvanized (Iron or Steel) | No | On site inspection only | Single family | [9 empty] | Non-Lead
| 2405 HALTER DR | Non-lead - Copper | On site inspection only | Non-lead - Plastic | No | On site inspection only | Single family | [9 empty] | Non-Lead
| 225 OLIVE AVE | Non-lead - Copper | On site inspection only | Galvanized (Iron or Steel) | No | On site inspection only | Single family | [9 empty] | Non-Lead
| 1025 KENNEDY ST | Non-lead - Copper | On site inspection only | Non-lead - Plastic | No | On site inspection only | Single family | [9 empty] | Non-Lead
| 600 S CASCADE DR | Non-lead - Copper | On site inspection only | Galvanized (Iron or Steel) | No | On site inspection only | Single family | [9 empty] | Non-Lead
| 548 HALL ST | Non-lead - Copper | On site inspection only | Galvanized (Iron or Steel) | No | On site inspection only | Single family | [9 empty] | Non-Lead
| 1189 PARK CIR | Non-lead - Copper | On site inspection only | Galvanized (Iron or Steel) | No | On site inspection only | Single family | [9 empty] | Non-Lead
| 654 JULIE CT | Non-lead - Copper | On site inspection only | Galvanized (Iron or Steel) | No | On site inspection only | Single family | [9 empty] | Non-Lead
| 2482 MERIDIAN DR | Non-lead - Copper | On site inspection only | Non-lead - Copper | No | On site inspection only | Single family | [9 empty] | Non-Lead
| 1539 WALTON WAY | Non-lead - Copper | On site inspection only | Galvanized (Iron or Steel) | No | On site inspection only | Single family | [9 empty] | Non-Lead
| 890 MEADOWVALE LN | Non-lead - Copper | On site inspection only | Non-lead - Copper | No | On site inspection only | Single family | [9 empty] | Non-Lead
| 1154 N FIRST ST | Non-lead - Copper | On site inspection only | Galvanized (Iron or Steel) | No | On site inspection only | Single family | [9 empty] | Non-Lead
| 1505 GEORGE ST | Non-lead - Copper | On site inspection only | Non-lead - Copper | No | On site inspection only | Single family | [9 empty] | Non-Lead
| 818 BEN BROWN LN | Non-lead - Copper | On site inspection only | Non-lead - Plastic | No | On site inspection only | Single family | [9 empty] | Non-Lead
| 290 BRANDYWINE CT | Non-lead - Copper | On site inspection only | Non-lead - Copper | No | On site inspection only | Single family | [9 empty] | Non-Lead
| 1955 KILLIAN SPRING DR | Non-lead - Copper | On site inspection only | Non-lead - Plastic | No | On site inspection only | Single family | [9 empty] | Non-Lead
| 626 THOMAS WAY | Non-lead - Copper | On site inspection only | Non-lead - Plastic | No | On site inspection only | Single family | [9 empty] | Non-Lead
| 1100 RANDOLPH RD | Non-lead - Copper | On site inspection only | Galvanized (Iron or Steel) | No | On site inspection only | Single family | [9 empty] | Non-Lead
| 1316 ANNA ST | Non-lead - Copper | On site inspection only | Non-lead - Copper | No | On site inspection only | Single family | [9 empty] | Non-Lead
| 1477 JUNE WAY | Non-lead - Copper | On site inspection only | Non-lead - Copper | No | On site inspection only | Single family | [9 empty] | Non-Lead
| 1449 DAYLILY ST | Non-lead - Copper | On site inspection only | Non-lead - Plastic | No | On site inspection only | Single family | [9 empty] | Non-Lead
| 2988 OXFORD ST | Non-lead - Copper | On site inspection only | Non-lead - Copper | No | On site inspection only | Single family | [9 empty] | Non-Lead
| 793 FAIRWOOD CRES | Non-lead - Copper | On site inspection only | Non-lead - Copper | No | On site inspection only | Single family | [9 empty] | Non-Lead
| 3066 JONAH PL | Non-lead - Copper | On site inspection only | Non-lead - Copper | No | On site inspection only | Single family | [9 empty] | Non-Lead
| 1312 RAINIER RD | Non-lead - Copper | On site inspection only | Galvanized (Iron or Steel) | No | On site inspection only | Single family | [9 empty] | Non-Lead
| 3137 LINFIELD AVE | Non-lead - Copper | On site inspection only | Non-lead - Copper | No | On site inspection only | Single family | [9 empty] | Non-Lead
| 1010 MARION ST | Non-lead - Copper | On site inspection only | Galvanized (Iron or Steel) | No | On site inspection only | Single family | [9 empty] | Non-Lead
| 389 BROWN ST | Non-lead - Copper | On site inspection only | Galvanized (Iron or Steel) | No | On site inspection only | Single family | [9 empty] | Non-Lead
| 1492 UMPQUA RD | Non-lead - Copper | On site inspection only | Galvanized (Iron or Steel) | No | On site inspection only | Single family | [9 empty] | Non-Lead
| 1918 UMPQUA RD | Non-lead - Copper | On site inspection only | Galvanized (Iron or Steel) | No | On site inspection only | Single family | [9 empty] | Non-Lead
| 385 GARFIELD ST | Non-lead - Copper | On site inspection only | Galvanized (Iron or Steel) | No | On site inspection only | Single family | [9 empty] | Non-Lead
| 1605 ALEXANDRA AVE | Non-lead - Copper | On site inspection only | Non-lead - Copper | No | On site inspection only | Single family | [9 empty] | Non-Lead
| 424 WORKMAN DR | Non-lead - Copper | On site inspection only | Galvanized (Iron or Steel) | No | On site inspection only | Single family | [9 empty] | Non-Lead
| 1130 N SECOND ST | Non-lead - Copper | On site inspection only | Galvanized (Iron or Steel) | No | On site inspection only | Single family | [9 empty] | Non-Lead
| 1062 GOOSE CREEK RD | Non-lead - Copper | On site inspection only | Non-lead - Copper | No | On site inspection only | Single family | [9 empty] | Non-Lead
| 470 VINE AVE | Non-lead - Copper | On site inspection only | Galvanized (Iron or Steel) | No | On site inspection only | Single family | [9 empty] | Non-Lead
| 280 SENECA CT | Non-lead - Copper | On site inspection only | Non-lead - Copper | No | On site inspection only | Single family | [9 empty] | Non-Lead
| 1460 WALTON WAY | Non-lead - Copper | On site inspection only | Galvanized (Iron or Steel) | No | On site inspection only | Single family | [9 empty] | Non-Lead
| 1086 WILSON ST | Non-lead - Copper | On site inspection only | Galvanized (Iron or Steel) | No | On site inspection only | Single family | [9 empty] | Non-Lead
| 1372 W HAYES ST | Non-lead - Copper | On site inspection only | Galvanized (Iron or Steel) | No | On site inspection only | Single family | [9 empty] | Non-Lead
| 452 PAULUS CT | Non-lead - Copper | On site inspection only | Non-lead - Copper | No | On site inspection only | Single family | [9 empty] | Non-Lead
| 1700 LAUREL AVE | Non-lead - Copper | On site inspection only | Galvanized (Iron or Steel) | No | On site inspection only | Single family | [9 empty] | Non-Lead
| 2590 HALTER DR | Non-lead - Copper | On site inspection only | Non-lead - Plastic | No | On site inspection only | Single family | [9 empty] | Non-Lead
| 1045 FIFTH ST | Non-lead - Copper | On site inspection only | Galvanized (Iron or Steel) | No | On site inspection only | Single family | [9 empty] | Non-Lead
| 656 IRONWOOD TER | Non-lead - Copper | On site inspection only | Non-lead - Copper | No | On site inspection only | Single family | [9 empty] | Non-Lead
| 275 HARVARD DR | Non-lead - Copper | On site inspection only | Non-lead - Copper | No | On site inspection only | Single family | [9 empty] | Non-Lead
| 1577 JAMES ST | Non-lead - Copper | On site inspection only | Non-lead - Copper | No | On site inspection only | Single family | [9 empty] | Non-Lead
| 1352 WOODLAND AVE | Non-lead - Copper | On site inspection only | Non-lead - Copper | No | On site inspection only | Single family | [9 empty] | Non-Lead
| 1101 KOFFLER AVE | Non-lead - Copper | On site inspection only | Non-lead - Copper | No | On site inspection only | Single family | [9 empty] | Non-Lead
| 521 W HAYES ST | Non-lead - Copper | On site inspection only | Galvanized (Iron or Steel) | No | On site inspection only | Single family | [9 empty] | Non-Lead
| 796 S CASCADE DR | Non-lead - Copper | On site inspection only | Galvanized (Iron or Steel) | No | On site inspection only | Single family | [9 empty] | Non-Lead
| 2607 DUKE ST | Non-lead - Copper | On site inspection only | Non-lead - Plastic | No | On site inspection only | Single family | [9 empty] | Non-Lead
| 1161 WILSON ST | Non-lead - Copper | On site inspection only | Galvanized (Iron or Steel) | No | On site inspection only | Single family | [9 empty] | Non-Lead
| 1120 ORCHARD LN | Non-lead - Copper | On site inspection only | Non-lead - Copper | No | On site inspection only | Single family | [9 empty] | Non-Lead
| 933 AMITY CT | Non-lead - Copper | On site inspection only | Non-lead - Copper | No | On site inspection only | Single family | [9 empty] | Non-Lead
| 1149 WILSON ST | Non-lead - Copper | On site inspection only | Non-lead - Copper | No | On site inspection only | Single family | [9 empty] | Non-Lead
| 350 BRYAN ST | Non-lead - Copper | On site inspection only | Non-lead - Copper | No | On site inspection only | Single family | [9 empty] | Non-Lead
| 1800 WOODLAND AVE | Non-lead - Copper | On site inspection only | Non-lead - Copper | No | On site inspection only | Single family | [9 empty] | Non-Lead
| 160 BRIDLEWOOD LN | Non-lead - Copper | On site inspection only | Non-lead - Copper | No | On site inspection only | Single family | [9 empty] | Non-Lead
| 2607 COLONY ST | Non-lead - Copper | On site inspection only | Non-lead - Copper | No | On site inspection only | Single family | [9 empty] | Non-Lead
| 1575 TOMLIN AVE | Non-lead - Copper | On site inspection only | Non-lead - Copper | No | On site inspection only | Single family | [9 empty] | Non-Lead
| 848 BEN BROWN LN | Non-lead - Copper | On site inspection only | Non-lead - Plastic | No | On site inspection only | Single family | [9 empty] | Non-Lead
| 290 HARDCASTLE AVE | Non-lead - Copper | On site inspection only | Non-lead - Copper | No | On site inspection only | Single family | [9 empty] | Non-Lead
| 612 N CASCADE DR #21 | Non-lead - Copper | On site inspection only | Galvanized (Iron or Steel) | No | On site inspection only | Single family | [9 empty] | Non-Lead
| 1023 MCKINLEY ST | Non-lead - Copper | On site inspection only | Non-lead - Copper | No | On site inspection only | Single family | [9 empty] | Non-Lead
| 1250 PRINCETON RD | Non-lead - Copper | On site inspection only | Galvanized (Iron or Steel) | No | On site inspection only | Single family | [9 empty] | Non-Lead
| 1570 TIERRA LYNN DR | Non-lead - Copper | On site inspection only | Non-lead - Copper | No | On site inspection only | Single family | [9 empty] | Non-Lead
| 1356 W HAYES ST | Non-lead - Copper | On site inspection only | Non-lead - Copper | No | On site inspection only | Single family | [9 empty] | Non-Lead
| 596 WILSON ST | Non-lead - Copper | On site inspection only | Galvanized (Iron or Steel) | No | On site inspection only | Single family | [9 empty] | Non-Lead
| 2101 COUNTRY CLUB CT | Non-lead - Copper | On site inspection only | Galvanized (Iron or Steel) | No | On site inspection only | Single family | [9 empty] | Non-Lead
| 213 WILLOW AVE | Non-lead - Copper | On site inspection only | Non-lead - Copper | No | On site inspection only | Single family | [9 empty] | Non-Lead
| 815 OSTROM DR | Non-lead - Copper | On site inspection only | Non-lead - Plastic | No | On site inspection only | Single family | [9 empty] | Non-Lead
| 1095 KELOWNA CT | Non-lead - Copper | On site inspection only | Non-lead - Copper | No | On site inspection only | Single family | [9 empty] | Non-Lead
| 551 MARSHALL ST | Non-lead - Copper | On site inspection only | Non-lead - Copper | No | On site inspection only | Single family | [9 empty] | Non-Lead
| 3571 PALIMINO AVE | Non-lead - Copper | On site inspection only | Non-lead - Copper | No | On site inspection only | Single family | [9 empty] | Non-Lead
| 2527 HERSHBERGER AVE | Non-lead - Copper | On site inspection only | Non-lead - Plastic | No | On site inspection only | Single family | [9 empty] | Non-Lead
| 1485 THOMPSON RD | Non-lead - Copper | On site inspection only | Non-lead - Copper | No | On site inspection only | Single family | [9 empty] | Non-Lead
| 2820 REVERE ST | Non-lead - Copper | On site inspection only | Non-lead - Copper | No | On site inspection only | Single family | [9 empty] | Non-Lead
| 2222 BEN BROWN DR | Non-lead - Copper | On site inspection only | Non-lead - Plastic | No | On site inspection only | Single family | [9 empty] | Non-Lead
| 211 GATCH ST | Non-lead - Copper | On site inspection only | Non-lead - Copper | No | On site inspection only | Single family | [9 empty] | Non-Lead
| 1104 THIRD ST | Non-lead - Copper | On site inspection only | Galvanized (Iron or Steel) | No | On site inspection only | Single family | [9 empty] | Non-Lead
| 1145 THIRD ST | Non-lead - Copper | On site inspection only | Galvanized (Iron or Steel) | No | On site inspection only | Single family | [9 empty] | Non-Lead
| 806 N FIRST ST | Non-lead - Copper | On site inspection only | Non-lead - Copper | No | On site inspection only | Single family | [9 empty] | Non-Lead
| 2195 HEATHER WAY | Non-lead - Copper | On site inspection only | Non-lead - Copper | No | On site inspection only | Single family | [9 empty] | Non-Lead
| 764 BLAINE ST | Non-lead - Copper | On site inspection only | Non-lead - Copper | No | On site inspection only | Single family | [9 empty] | Non-Lead
| 2080 RAINIER RD | Non-lead - Copper | On site inspection only | Galvanized (Iron or Steel) | No | On site inspection only | Single family | [9 empty] | Non-Lead
| 1637 TEN OAKS LN | Non-lead - Copper | On site inspection only | Non-lead - Copper | No | On site inspection only | Single family | [9 empty] | Non-Lead
| 418 SYCAMORE AVE | Non-lead - Copper | On site inspection only | Non-lead - Copper | No | On site inspection only | Single family | [9 empty] | Non-Lead
| 1450 E CLEVELAND ST | Non-lead - Copper | On site inspection only | Galvanized (Iron or Steel) | No | On site inspection only | Single family | [9 empty] | Non-Lead
| 475 LANDAU DR | Non-lead - Copper | On site inspection only | Non-lead - Copper | No | On site inspection only | Single family | [9 empty] | Non-Lead
| 715 HARRISON ST | Non-lead - Copper | On site inspection only | Non-lead - Copper | No | On site inspection only | Single family | [9 empty] | Non-Lead
| 1474 JUNE WAY | Non-lead - Copper | On site inspection only | Non-lead - Copper | No | On site inspection only | Single family | [9 empty] | Non-Lead
| 2809 STANFORD ST | Non-lead - Copper | On site inspection only | Non-lead - Copper | No | On site inspection only | Single family | [9 empty] | Non-Lead
| 710 WALKER CT | Non-lead - Copper | On site inspection only | Non-lead - Copper | No | On site inspection only | Single family | [9 empty] | Non-Lead
| 1141 VANDERBECK RD | Non-lead - Copper | On site inspection only | Non-lead - Copper | No | On site inspection only | Single family | [9 empty] | Non-Lead
| 2221 COUNTRY CLUB TER | Non-lead - Copper | On site inspection only | Galvanized (Iron or Steel) | No | On site inspection only | Single family | [9 empty] | Non-Lead
| 1479 GREENVIEW CT | Non-lead - Copper | On site inspection only | Non-lead - Copper | No | On site inspection only | Single family | [9 empty] | Non-Lead
| 765 S PACIFIC HWY #35 | Non-lead - Copper | On site inspection only | Galvanized (Iron or Steel) | No | On site inspection only | Single family | [9 empty] | Non-Lead
| 421 STARK ST | Non-lead - Copper | On site inspection only | Non-lead - Copper | No | On site inspection only | Single family | [9 empty] | Non-Lead
| 422 WILLAMETTE ST | Non-lead - Copper | On site inspection only | Non-lead - Plastic | No | On site inspection only | Single family | [9 empty] | Non-Lead
| 260 BOEAN LN | Non-lead - Copper | On site inspection only | Non-lead - Copper | No | On site inspection only | Single family | [9 empty] | Non-Lead
| 1216 DEL SOL CT | Non-lead - Copper | On site inspection only | Non-lead - Copper | No | On site inspection only | Single family | [9 empty] | Non-Lead
| 587 DOUD ST | Non-lead - Copper | On site inspection only | Non-lead - Copper | No | On site inspection only | Single family | [9 empty] | Non-Lead
| 349 WILLOW AVE | Non-lead - Copper | On site inspection only | Galvanized (Iron or Steel) | No | On site inspection only | Single family | [9 empty] | Non-Lead
| 408 BROADWAY ST | Non-lead - Copper | On site inspection only | Non-lead - Copper | No | On site inspection only | Single family | [9 empty] | Non-Lead
| 2554 HALTER DR | Non-lead - Copper | On site inspection only | Non-lead - Plastic | No | On site inspection only | Single family | [9 empty] | Non-Lead
| 1135 ROY AVE | Non-lead - Copper | On site inspection only | Non-lead - Copper | No | On site inspection only | Single family | [9 empty] | Non-Lead
| 503 S SETTLEMIER AVE | Non-lead - Copper | On site inspection only | Non-lead - Copper | No | On site inspection only | Single family | [9 empty] | Non-Lead
| 1020 BROWN ST | Non-lead - Copper | On site inspection only | Non-lead - Copper | No | On site inspection only | Single family | [9 empty] | Non-Lead
| 1050 KENNEDY ST | Non-lead - Copper | On site inspection only | Non-lead - Plastic | No | On site inspection only | Single family | [9 empty] | Non-Lead
| 177 E CLACKAMAS CIR | Non-lead - Copper | On site inspection only | Non-lead - Copper | No | On site inspection only | Single family | [9 empty] | Non-Lead
| 2510 BROADMORE PL | Non-lead - Copper | On site inspection only | Non-lead - Copper | No | On site inspection only | Single family | [9 empty] | Non-Lead
| 551 FIR ST | Non-lead - Copper | On site inspection only | Non-lead - Copper | No | On site inspection only | Single family | [9 empty] | Non-Lead
| 3063 REED AVE | Non-lead - Copper | On site inspection only | Non-lead - Copper | No | On site inspection only | Single family | [9 empty] | Non-Lead
| 365 STARK CT | Non-lead - Copper | On site inspection only | Non-lead - Copper | No | On site inspection only | Single family | [9 empty] | Non-Lead
| 517 COZY WAY | Non-lead - Copper | On site inspection only | Non-lead - Plastic | No | On site inspection only | Single family | [9 empty] | Non-Lead
| 1027 WILLIAMS AVE | Non-lead - Copper | On site inspection only | Non-lead - Copper | No | On site inspection only | Single family | [9 empty] | Non-Lead
| 308 ACACIA AVE | Non-lead - Copper | On site inspection only | Galvanized (Iron or Steel) | No | On site inspection only | Single family | [9 empty] | Non-Lead
| 1745 SALLAL RD | Non-lead - Copper | On site inspection only | Non-lead - Copper | No | On site inspection only | Single family | [9 empty] | Non-Lead
| 968 HERMANSON ST | Non-lead - Copper | On site inspection only | Non-lead - Copper | No | On site inspection only | Single family | [9 empty] | Non-Lead
| 1435 GEORGE ST | Non-lead - Copper | On site inspection only | Non-lead - Copper | No | On site inspection only | Single family | [9 empty] | Non-Lead
| 3599 LINDA ST | Non-lead - Copper | On site inspection only | Non-lead - Copper | No | On site inspection only | Single family | [9 empty] | Non-Lead
| 363 OSWALD ST | Non-lead - Copper | On site inspection only | Non-lead - Copper | No | On site inspection only | Single family | [9 empty] | Non-Lead
| 494 TUKWILA DR | Non-lead - Copper | On site inspection only | Non-lead - Copper | No | On site inspection only | Single family | [9 empty] | Non-Lead
| 3268 REED AVE | Non-lead - Copper | On site inspection only | Non-lead - Copper | No | On site inspection only | Single family | [9 empty] | Non-Lead
| 825 S FRONT ST | Non-lead - Copper | On site inspection only | Non-lead - Copper | No | On site inspection only | Single family | [9 empty] | Non-Lead
| 1300 JAMES ST | Non-lead - Copper | On site inspection only | Non-lead - Copper | No | On site inspection only | Single family | [9 empty] | Non-Lead
| 718 YOUNG ST | Non-lead - Copper | On site inspection only | Non-lead - Copper | No | On site inspection only | Single family | [9 empty] | Non-Lead
| 363 HARVARD DR | Non-lead - Copper | On site inspection only | Non-lead - Copper | No | On site inspection only | Single family | [9 empty] | Non-Lead
| 662 W HAYES ST | Non-lead - Copper | On site inspection only | Non-lead - Copper | No | On site inspection only | Single family | [9 empty] | Non-Lead
| 1304 THOMPSON RD | Non-lead - Copper | On site inspection only | Galvanized (Iron or Steel) | No | On site inspection only | Single family | [9 empty] | Non-Lead
| 1573 KING WAY | Non-lead - Copper | On site inspection only | Galvanized (Iron or Steel) | No | On site inspection only | Single family | [9 empty] | Non-Lead
| 1284 QUINN RD | Non-lead - Copper | On site inspection only | Galvanized (Iron or Steel) | No | On site inspection only | Single family | [9 empty] | Non-Lead
| 1629 NEWPORT WAY | Non-lead - Copper | On site inspection only | Galvanized (Iron or Steel) | No | On site inspection only | Single family | [9 empty] | Non-Lead
| 1514 JANSEN WAY | Non-lead - Copper | On site inspection only | Galvanized (Iron or Steel) | No | On site inspection only | Single family | [9 empty] | Non-Lead
| 1340 THOMPSON RD | Non-lead - Copper | On site inspection only | Galvanized (Iron or Steel) | No | On site inspection only | Single family | [9 empty] | Non-Lead
| 376 CORNWELL ST | Non-lead - Copper | On site inspection only | Non-lead - Plastic | No | On site inspection only | Single family | [9 empty] | Non-Lead
| 2579 CONCORD ST | Non-lead - Copper | On site inspection only | Non-lead - Copper | No | On site inspection only | Single family | [9 empty] | Non-Lead
| 443 WHEAT ST | Non-lead - Copper | On site inspection only | Non-lead - Plastic | No | On site inspection only | Single family | [9 empty] | Non-Lead
| 1425 THOMPSON RD | Non-lead - Copper | On site inspection only | Galvanized (Iron or Steel) | No | On site inspection only | Single family | [9 empty] | Non-Lead
| 1191 KENNEDY ST | Non-lead - Copper | On site inspection only | Non-lead - Copper | No | On site inspection only | Single family | [9 empty] | Non-Lead
| 1545 RAINIER RD | Non-lead - Copper | On site inspection only | Galvanized (Iron or Steel) | No | On site inspection only | Single family | [9 empty] | Non-Lead
| 2848 REVERE ST | Non-lead - Copper | On site inspection only | Non-lead - Copper | No | On site inspection only | Single family | [9 empty] | Non-Lead
| 2078 SALLAL RD | Non-lead - Copper | On site inspection only | Non-lead - Copper | No | On site inspection only | Single family | [9 empty] | Non-Lead
| 1830 JANSEN WAY | Non-lead - Copper | On site inspection only | Galvanized (Iron or Steel) | No | On site inspection only | Single family | [9 empty] | Non-Lead
| 519 TUKWILA DR | Non-lead - Copper | On site inspection only | Non-lead - Copper | No | On site inspection only | Single family | [9 empty] | Non-Lead
| 1685 UMPQUA RD | Non-lead - Copper | On site inspection only | Galvanized (Iron or Steel) | No | On site inspection only | Single family | [9 empty] | Non-Lead
| 436 WILLAMETTE ST | Non-lead - Copper | On site inspection only | Non-lead - Plastic | No | On site inspection only | Single family | [9 empty] | Non-Lead
| 765 S PACIFIC HWY #50 | Non-lead - Copper | On site inspection only | Galvanized (Iron or Steel) | No | On site inspection only | Single family | [9 empty] | Non-Lead
| 1219 PRINCETON RD | Non-lead - Copper | On site inspection only | Galvanized (Iron or Steel) | No | On site inspection only | Single family | [9 empty] | Non-Lead
| 2945 LINFIELD AVE | Non-lead - Copper | On site inspection only | Non-lead - Copper | No | On site inspection only | Single family | [9 empty] | Non-Lead
| 2254 BEN BROWN DR | Non-lead - Copper | On site inspection only | Non-lead - Plastic | No | On site inspection only | Single family | [9 empty] | Non-Lead
| 1757 SALLAL RD | Non-lead - Copper | On site inspection only | Galvanized (Iron or Steel) | No | On site inspection only | Single family | [9 empty] | Non-Lead
| 1113 N SECOND ST | Non-lead - Copper | On site inspection only | Non-lead - Copper | No | On site inspection only | Single family | [9 empty] | Non-Lead
| 2510 TRACY LN | Non-lead - Copper | On site inspection only | Non-lead - Copper | No | On site inspection only | Single family | [9 empty] | Non-Lead
| 1230 MARCEL DR | Non-lead - Copper | On site inspection only | Non-lead - Copper | No | On site inspection only | Single family | [9 empty] | Non-Lead
| 1353 MULBERRY DR | Non-lead - Copper | On site inspection only | Non-lead - Copper | No | On site inspection only | Single family | [9 empty] | Non-Lead
| 1685 RAINIER RD | Non-lead - Copper | On site inspection only | Galvanized (Iron or Steel) | No | On site inspection only | Single family | [9 empty] | Non-Lead
| 795 W LINCOLN ST | Non-lead - Copper | On site inspection only | Non-lead - Copper | No | On site inspection only | Single family | [9 empty] | Non-Lead
| 980 ASTOR WAY | Non-lead - Copper | On site inspection only | Galvanized (Iron or Steel) | No | On site inspection only | Single family | [9 empty] | Non-Lead
| 1104 STANFIELD RD | Non-lead - Copper | On site inspection only | Non-lead - Copper | No | On site inspection only | Single family | [9 empty] | Non-Lead
| 595 N CASCADE DR | Non-lead - Copper | On site inspection only | Galvanized (Iron or Steel) | No | On site inspection only | Single family | [9 empty] | Non-Lead
| 1085 TIERRA CT | Non-lead - Copper | On site inspection only | Non-lead - Copper | No | On site inspection only | Single family | [9 empty] | Non-Lead
| 3133 LINDA ST | Non-lead - Copper | On site inspection only | Non-lead - Copper | No | On site inspection only | Single family | [9 empty] | Non-Lead
| 11873 NE CHATEAU DR | Non-lead - Copper | On site inspection only | Galvanized (Iron or Steel) | No | On site inspection only | Single family | [9 empty] | Non-Lead
| 1639 VANDERBECK LN | Non-lead - Copper | On site inspection only | Non-lead - Copper | No | On site inspection only | Single family | [9 empty] | Non-Lead
| 3318 REED AVE | Non-lead - Copper | On site inspection only | Non-lead - Copper | No | On site inspection only | Single family | [9 empty] | Non-Lead
| 892 YOUNG ST | Non-lead - Copper | On site inspection only | Non-lead - Copper | No | On site inspection only | Single family | [9 empty] | Non-Lead
| 1536 JUNE WAY | Non-lead - Copper | On site inspection only | Non-lead - Copper | No | On site inspection only | Single family | [9 empty] | Non-Lead
| 868 HARVEST WAY | Non-lead - Copper | On site inspection only | Non-lead - Copper | No | On site inspection only | Single family | [9 empty] | Non-Lead
| 1768 SALLAL RD | Non-lead - Copper | On site inspection only | Galvanized (Iron or Steel) | No | On site inspection only | Single family | [9 empty] | Non-Lead
| 544 TUKWILA DR | Non-lead - Copper | On site inspection only | Non-lead - Copper | No | On site inspection only | Single family | [9 empty] | Non-Lead
| 552 GARFIELD ST | Non-lead - Copper | On site inspection only | Galvanized (Iron or Steel) | No | On site inspection only | Single family | [9 empty] | Non-Lead
| 1951 THOMPSON RD | Non-lead - Copper | On site inspection only | Galvanized (Iron or Steel) | No | On site inspection only | Single family | [9 empty] | Non-Lead
| 1839 ASTOR WAY | Non-lead - Copper | On site inspection only | Galvanized (Iron or Steel) | No | On site inspection only | Single family | [9 empty] | Non-Lead
| 2190 UMPQUA RD | Non-lead - Copper | On site inspection only | Galvanized (Iron or Steel) | No | On site inspection only | Single family | [9 empty] | Non-Lead
| 1110 MARYLYNN WAY | Non-lead - Copper | On site inspection only | Non-lead - Copper | No | On site inspection only | Single family | [9 empty] | Non-Lead
| 215 THIRD ST | Non-lead - Copper | On site inspection only | Non-lead - Copper | No | On site inspection only | Single family | [9 empty] | Non-Lead
| 2515 HERON DR | Non-lead - Copper | On site inspection only | Non-lead - Copper | No | On site inspection only | Single family | [9 empty] | Non-Lead
| 2263 HALTER DR | Non-lead - Copper | On site inspection only | Non-lead - Plastic | No | On site inspection only | Single family | [9 empty] | Non-Lead
| 495 ARTHUR ST | Non-lead - Copper | On site inspection only | Non-lead - Plastic | No | On site inspection only | Single family | [9 empty] | Non-Lead
| 1404 UMPQUA RD | Non-lead - Copper | On site inspection only | Galvanized (Iron or Steel) | No | On site inspection only | Single family | [9 empty] | Non-Lead
| 975 BROUGHTON WAY | Non-lead - Copper | On site inspection only | Galvanized (Iron or Steel) | No | On site inspection only | Single family | [9 empty] | Non-Lead
| 2553 BOSTON ST | Non-lead - Copper | On site inspection only | Non-lead - Copper | No | On site inspection only | Single family | [9 empty] | Non-Lead
| 2000 KING WAY | Non-lead - Copper | On site inspection only | Galvanized (Iron or Steel) | No | On site inspection only | Single family | [9 empty] | Non-Lead
| 208 CHERRY ST | Non-lead - Copper | On site inspection only | Non-lead - Copper | No | On site inspection only | Single family | [9 empty] | Non-Lead
| 1331 GARDEN WAY | Non-lead - Copper | On site inspection only | Galvanized (Iron or Steel) | No | On site inspection only | Single family | [9 empty] | Non-Lead
| 129 SMITH DR | Non-lead - Copper | On site inspection only | Non-lead - Copper | No | On site inspection only | Single family | [9 empty] | Non-Lead
| 345 HAWLEY ST | Non-lead - Copper | On site inspection only | Non-lead - Copper | No | On site inspection only | Single family | [9 empty] | Non-Lead
| 310 JANA CT | Non-lead - Copper | On site inspection only | Non-lead - Copper | No | On site inspection only | Single family | [9 empty] | Non-Lead
| 1311 FOXGLOVE ST | Non-lead - Copper | On site inspection only | Non-lead - Plastic | No | On site inspection only | Single family | [9 empty] | Non-Lead
| 695 W CLACKAMAS CIR | Non-lead - Copper | On site inspection only | Non-lead - Copper | No | On site inspection only | Single family | [9 empty] | Non-Lead
| 1394 PRINCETON RD | Non-lead - Copper | On site inspection only | Galvanized (Iron or Steel) | No | On site inspection only | Single family | [9 empty] | Non-Lead
| 1689 GRANITE ST | Non-lead - Copper | On site inspection only | Non-lead - Plastic | No | On site inspection only | Single family | [9 empty] | Non-Lead
| 1998 HEATHER WAY | Non-lead - Copper | On site inspection only | Non-lead - Copper | No | On site inspection only | Single family | [9 empty] | Non-Lead
| 765 S PACIFIC HWY #1 | Non-lead - Copper | On site inspection only | Galvanized (Iron or Steel) | No | On site inspection only | Single family | [9 empty] | Non-Lead
| 675 ELM ST | Non-lead - Copper | On site inspection only | Non-lead - Copper | No | On site inspection only | Single family | [9 empty] | Non-Lead
| 1440 THOMPSON RD | Non-lead - Copper | On site inspection only | Galvanized (Iron or Steel) | No | On site inspection only | Single family | [9 empty] | Non-Lead
| 1954 THOMPSON RD | Non-lead - Copper | On site inspection only | Galvanized (Iron or Steel) | No | On site inspection only | Single family | [9 empty] | Non-Lead
| 235 S SETTLEMIER AVE | Non-lead - Copper | On site inspection only | Non-lead - Copper | No | On site inspection only | Single family | [9 empty] | Non-Lead
| 1388 GARDEN WAY | Non-lead - Copper | On site inspection only | Galvanized (Iron or Steel) | No | On site inspection only | Single family | [9 empty] | Non-Lead
| 550 MARSHALL ST | Non-lead - Copper | On site inspection only | Non-lead - Copper | No | On site inspection only | Single family | [9 empty] | Non-Lead
| 1216 STANFIELD RD | Non-lead - Copper | On site inspection only | Non-lead - Copper | No | On site inspection only | Single family | [9 empty] | Non-Lead
| 1020 MCKINLEY ST | Non-lead - Copper | On site inspection only | Non-lead - Copper | No | On site inspection only | Single family | [9 empty] | Non-Lead
| 493 W CLACKAMAS CIR | Non-lead - Copper | On site inspection only | Galvanized (Iron or Steel) | No | On site inspection only | Single family | [9 empty] | Non-Lead
| 411 BARLEY ST | Non-lead - Copper | On site inspection only | Non-lead - Plastic | No | On site inspection only | Single family | [9 empty] | Non-Lead
| 1318 GARDEN WAY | Non-lead - Copper | On site inspection only | Galvanized (Iron or Steel) | No | On site inspection only | Single family | [9 empty] | Non-Lead
| 1145 GREENVIEW DR | Non-lead - Copper | On site inspection only | Non-lead - Copper | No | On site inspection only | Single family | [9 empty] | Non-Lead
| 2070 COUNTRY CLUB RD | Non-lead - Copper | On site inspection only | Non-lead - Copper | No | On site inspection only | Single family | [9 empty] | Non-Lead
| 1336 QUINN RD | Non-lead - Copper | On site inspection only | Galvanized (Iron or Steel) | No | On site inspection only | Single family | [9 empty] | Non-Lead
| 1251 W HAYES ST | Non-lead - Copper | On site inspection only | Non-lead - Copper | No | On site inspection only | Single family | [9 empty] | Non-Lead
| 468 STARK ST | Non-lead - Copper | On site inspection only | Non-lead - Copper | No | On site inspection only | Single family | [9 empty] | Non-Lead
| 359 OLIVE AVE | Non-lead - Copper | On site inspection only | Galvanized (Iron or Steel) | No | On site inspection only | Single family | [9 empty] | Non-Lead
| 2173 CAMELLIA WAY | Non-lead - Copper | On site inspection only | Non-lead - Copper | No | On site inspection only | Single family | [9 empty] | Non-Lead
| 925 E CLEVELAND ST | Non-lead - Copper | On site inspection only | Non-lead - Copper | No | On site inspection only | Single family | [9 empty] | Non-Lead
| 1450 TOMLIN AVE | Non-lead - Copper | On site inspection only | Non-lead - Copper | No | On site inspection only | Single family | [9 empty] | Non-Lead
| 1141 PARK CIR | Non-lead - Copper | On site inspection only | Non-lead - Copper | No | On site inspection only | Single family | [9 empty] | Non-Lead
| 420 SMITH DR | Non-lead - Copper | On site inspection only | Non-lead - Copper | No | On site inspection only | Single family | [9 empty] | Non-Lead
| 1020 COUNTRY LN | Non-lead - Copper | On site inspection only | Non-lead - Copper | No | On site inspection only | Single family | [9 empty] | Non-Lead
| 1142 ROY AVE | Non-lead - Copper | On site inspection only | Non-lead - Copper | No | On site inspection only | Single family | [9 empty] | Non-Lead
| 384 BROWN ST | Non-lead - Copper | On site inspection only | Galvanized (Iron or Steel) | No | On site inspection only | Single family | [9 empty] | Non-Lead
| 1162 E LINCOLN ST | Non-lead - Copper | On site inspection only | Non-lead - Copper | No | On site inspection only | Single family | [9 empty] | Non-Lead
| 980 W LINCOLN ST | Non-lead - Copper | On site inspection only | Non-lead - Copper | No | On site inspection only | Single family | [9 empty] | Non-Lead
| 582 OATS ST | Non-lead - Copper | On site inspection only | Non-lead - Plastic | No | On site inspection only | Single family | [9 empty] | Non-Lead
| 2160 COUNTRY CLUB TER | Non-lead - Copper | On site inspection only | Non-lead - Copper | No | On site inspection only | Single family | [9 empty] | Non-Lead
| 1381 ASTOR WAY | Non-lead - Copper | On site inspection only | Galvanized (Iron or Steel) | No | On site inspection only | Single family | [9 empty] | Non-Lead
| 1588 QUINN RD | Non-lead - Copper | On site inspection only | Galvanized (Iron or Steel) | No | On site inspection only | Single family | [9 empty] | Non-Lead
| 3413 HAWTHORN CIR | Non-lead - Copper | On site inspection only | Non-lead - Copper | No | On site inspection only | Single family | [9 empty] | Non-Lead
| 612 N CASCADE DR #1 | Non-lead - Copper | On site inspection only | Galvanized (Iron or Steel) | No | On site inspection only | Single family | [9 empty] | Non-Lead
| 410 BRADLEY ST | Non-lead - Copper | On site inspection only | Non-lead - Copper | No | On site inspection only | Single family | [9 empty] | Non-Lead
| 570 LEASURE ST | Non-lead - Copper | On site inspection only | Galvanized (Iron or Steel) | No | On site inspection only | Single family | [9 empty] | Non-Lead
| 2681 CITADEL ST | Non-lead - Copper | On site inspection only | Non-lead - Copper | No | On site inspection only | Single family | [9 empty] | Non-Lead
| 1332 THOMPSON RD | Non-lead - Copper | On site inspection only | Non-lead - Copper | No | On site inspection only | Single family | [9 empty] | Non-Lead
| 1249 QUINN RD | Non-lead - Copper | On site inspection only | Galvanized (Iron or Steel) | No | On site inspection only | Single family | [9 empty] | Non-Lead
| 1543 KING WAY | Non-lead - Copper | On site inspection only | Galvanized (Iron or Steel) | No | On site inspection only | Single family | [9 empty] | Non-Lead
| 1275 BERNARD DR | Non-lead - Copper | On site inspection only | Non-lead - Copper | No | On site inspection only | Single family | [9 empty] | Non-Lead
| 539 PARADISE ST | Non-lead - Copper | On site inspection only | Non-lead - Plastic | No | On site inspection only | Single family | [9 empty] | Non-Lead
| 11852 NE CHATEAU DR | Non-lead - Copper | On site inspection only | Galvanized (Iron or Steel) | No | On site inspection only | Single family | [9 empty] | Non-Lead
| 2526 HALTER DR | Non-lead - Copper | On site inspection only | Non-lead - Plastic | No | On site inspection only | Single family | [9 empty] | Non-Lead
| 452 TROON AVE | Non-lead - Copper | On site inspection only | Non-lead - Plastic | No | On site inspection only | Single family | [9 empty] | Non-Lead
| 2767 OXFORD ST | Non-lead - Copper | On site inspection only | Non-lead - Copper | No | On site inspection only | Single family | [9 empty] | Non-Lead
| 1260 MAYANNA DR | Non-lead - Copper | On site inspection only | Non-lead - Copper | No | On site inspection only | Single family | [9 empty] | Non-Lead
| 530 BROWN CT | Non-lead - Copper | On site inspection only | Non-lead - Copper | No | On site inspection only | Single family | [9 empty] | Non-Lead
| 370 IRONWOOD TER | Non-lead - Copper | On site inspection only | Non-lead - Copper | No | On site inspection only | Single family | [9 empty] | Non-Lead
| 1275 ASTOR WAY | Non-lead - Copper | On site inspection only | Galvanized (Iron or Steel) | No | On site inspection only | Single family | [9 empty] | Non-Lead
| 3135 REED AVE | Non-lead - Copper | On site inspection only | Non-lead - Copper | No | On site inspection only | Single family | [9 empty] | Non-Lead
| 2827 CHAMPIONSHIP DR | Non-lead - Copper | On site inspection only | Non-lead - Copper | No | On site inspection only | Single family | [9 empty] | Non-Lead
| 1080 FIFTH ST | Non-lead - Copper | On site inspection only | Non-lead - Copper | No | On site inspection only | Single family | [9 empty] | Non-Lead
| 275 STARK ST | Non-lead - Copper | On site inspection only | Non-lead - Copper | No | On site inspection only | Single family | [9 empty] | Non-Lead
| 3161 MCNAUGHT ST | Non-lead - Copper | On site inspection only | Non-lead - Copper | No | On site inspection only | Single family | [9 empty] | Non-Lead
| 612 N CASCADE DR #15 | Non-lead - Copper | On site inspection only | Galvanized (Iron or Steel) | No | On site inspection only | Single family | [9 empty] | Non-Lead
| 628 TUKWILA DR | Non-lead - Copper | On site inspection only | Non-lead - Copper | No | On site inspection only | Single family | [9 empty] | Non-Lead
| 313 MCLAUGHLIN DR | Non-lead - Copper | On site inspection only | Non-lead - Copper | No | On site inspection only | Single family | [9 empty] | Non-Lead
| 510 GARFIELD ST | Non-lead - Copper | On site inspection only | Galvanized (Iron or Steel) | No | On site inspection only | Single family | [9 empty] | Non-Lead
| 1686 NEWPORT WAY | Non-lead - Copper | On site inspection only | Galvanized (Iron or Steel) | No | On site inspection only | Single family | [9 empty] | Non-Lead
| 343 IRONWOOD TER | Non-lead - Copper | On site inspection only | Non-lead - Copper | No | On site inspection only | Single family | [9 empty] | Non-Lead
| 1347 GARDEN WAY | Non-lead - Copper | On site inspection only | Galvanized (Iron or Steel) | No | On site inspection only | Single family | [9 empty] | Non-Lead
| 1945 W HAYES ST | Non-lead - Copper | On site inspection only | Non-lead - Copper | No | On site inspection only | Single family | [9 empty] | Non-Lead
| 3066 REED AVE | Non-lead - Copper | On site inspection only | Non-lead - Copper | No | On site inspection only | Single family | [9 empty] | Non-Lead
| 2634 VASSER ST | Non-lead - Copper | On site inspection only | Non-lead - Copper | No | On site inspection only | Single family | [9 empty] | Non-Lead
| 619 BRYAN ST | Non-lead - Copper | On site inspection only | Non-lead - Copper | No | On site inspection only | Single family | [9 empty] | Non-Lead
| 1135 WILLOW AVE | Non-lead - Copper | On site inspection only | Galvanized (Iron or Steel) | No | On site inspection only | Single family | [9 empty] | Non-Lead
| 290 SKYLER DR | Non-lead - Copper | On site inspection only | Non-lead - Copper | No | On site inspection only | Single family | [9 empty] | Non-Lead
| 1891 JANSEN WAY | Non-lead - Copper | On site inspection only | Non-lead - Copper | No | On site inspection only | Single family | [9 empty] | Non-Lead
| 2774 VASSER ST | Non-lead - Copper | On site inspection only | Non-lead - Copper | No | On site inspection only | Single family | [9 empty] | Non-Lead
| 1045 KELOWNA CT | Non-lead - Copper | On site inspection only | Non-lead - Copper | No | On site inspection only | Single family | [9 empty] | Non-Lead
| 1119 N FIRST ST | Non-lead - Copper | On site inspection only | Galvanized (Iron or Steel) | No | On site inspection only | Single family | [9 empty] | Non-Lead
| 1846 SMITH DR | Non-lead - Copper | On site inspection only | Non-lead - Plastic | No | On site inspection only | Single family | [9 empty] | Non-Lead
| 548 N SETTLEMIER AVE | Non-lead - Copper | On site inspection only | Galvanized (Iron or Steel) | No | On site inspection only | Single family | [9 empty] | Non-Lead
| 1410 MARCEL CT | Non-lead - Copper | On site inspection only | Non-lead - Copper | No | On site inspection only | Single family | [9 empty] | Non-Lead
| 877 MEADOWVALE LN | Non-lead - Copper | On site inspection only | Non-lead - Copper | No | On site inspection only | Single family | [9 empty] | Non-Lead
| 1248 MAYANNA DR | Non-lead - Copper | On site inspection only | Non-lead - Copper | No | On site inspection only | Single family | [9 empty] | Non-Lead
| 705 YOUNG ST | Non-lead - Copper | On site inspection only | Galvanized (Iron or Steel) | No | On site inspection only | Single family | [9 empty] | Non-Lead
| 1810 BEN BROWN LN | Non-lead - Copper | On site inspection only | Non-lead - Plastic | No | On site inspection only | Single family | [9 empty] | Non-Lead
| 1243 ROBERT ST | Non-lead - Copper | On site inspection only | Non-lead - Copper | No | On site inspection only | Single family | [9 empty] | Non-Lead
| 1495 VAN LIEU CT | Non-lead - Copper | On site inspection only | Non-lead - Copper | No | On site inspection only | Single family | [9 empty] | Non-Lead
| 895 ELANA WAY | Non-lead - Copper | On site inspection only | Non-lead - Copper | No | On site inspection only | Single family | [9 empty] | Non-Lead
| 995 N SECOND ST | Non-lead - Copper | On site inspection only | Non-lead - Copper | No | On site inspection only | Single family | [9 empty] | Non-Lead
| 600 OSTROM DR | Non-lead - Copper | On site inspection only | Non-lead - Plastic | No | On site inspection only | Single family | [9 empty] | Non-Lead
| 1010 DEER RUN | Non-lead - Copper | On site inspection only | Non-lead - Copper | No | On site inspection only | Single family | [9 empty] | Non-Lead
| 956 CAHILL WAY | Non-lead - Copper | On site inspection only | Galvanized (Iron or Steel) | No | On site inspection only | Single family | [9 empty] | Non-Lead
| 541 W CLACKAMAS CIR | Non-lead - Copper | On site inspection only | Non-lead - Copper | No | On site inspection only | Single family | [9 empty] | Non-Lead
| 1347 PRINCETON RD | Non-lead - Copper | On site inspection only | Galvanized (Iron or Steel) | No | On site inspection only | Single family | [9 empty] | Non-Lead
| 2160 W SANTIAM DR | Non-lead - Copper | On site inspection only | Galvanized (Iron or Steel) | No | On site inspection only | Single family | [9 empty] | Non-Lead
| 1991 W SANTIAM DR | Non-lead - Copper | On site inspection only | Galvanized (Iron or Steel) | No | On site inspection only | Single family | [9 empty] | Non-Lead
| 1451 WALTON WAY | Non-lead - Copper | On site inspection only | Galvanized (Iron or Steel) | No | On site inspection only | Single family | [9 empty] | Non-Lead
| 483 BRADLEY ST | Non-lead - Copper | On site inspection only | Non-lead - Copper | No | On site inspection only | Single family | [9 empty] | Non-Lead
| 3507 HAWTHORN CIR | Non-lead - Copper | On site inspection only | Non-lead - Copper | No | On site inspection only | Single family | [9 empty] | Non-Lead
| 360 ANDREA CT | Non-lead - Copper | On site inspection only | Non-lead - Copper | No | On site inspection only | Single family | [9 empty] | Non-Lead
| 1042 BLAINE ST | Non-lead - Copper | On site inspection only | Non-lead - Copper | No | On site inspection only | Single family | [9 empty] | Non-Lead
| 970 HARDCASTLE AVE | Non-lead - Copper | On site inspection only | Non-lead - Copper | No | On site inspection only | Single family | [9 empty] | Non-Lead
| 760 LEASURE ST | Non-lead - Copper | On site inspection only | Galvanized (Iron or Steel) | No | On site inspection only | Single family | [9 empty] | Non-Lead
| 3388 JORY ST | Non-lead - Copper | On site inspection only | Non-lead - Copper | No | On site inspection only | Single family | [9 empty] | Non-Lead
| 975 N SECOND ST | Non-lead - Copper | On site inspection only | Non-lead - Copper | No | On site inspection only | Single family | [9 empty] | Non-Lead
| 2556 BROADMORE PL | Non-lead - Copper | On site inspection only | Non-lead - Copper | No | On site inspection only | Single family | [9 empty] | Non-Lead
| 828 OSTROM DR | Non-lead - Copper | On site inspection only | Non-lead - Plastic | No | On site inspection only | Single family | [9 empty] | Non-Lead
| 1478 RAINIER RD | Non-lead - Copper | On site inspection only | Galvanized (Iron or Steel) | No | On site inspection only | Single family | [9 empty] | Non-Lead
| 324 CORNWELL ST | Non-lead - Copper | On site inspection only | Non-lead - Plastic | No | On site inspection only | Single family | [9 empty] | Non-Lead
| 445 N SETTLEMIER AVE | Non-lead - Copper | On site inspection only | Non-lead - Copper | No | On site inspection only | Single family | [9 empty] | Non-Lead
| 2014 KING WAY | Non-lead - Copper | On site inspection only | Galvanized (Iron or Steel) | No | On site inspection only | Single family | [9 empty] | Non-Lead
| 1158 DELLMOOR WAY | Non-lead - Copper | On site inspection only | Non-lead - Copper | No | On site inspection only | Single family | [9 empty] | Non-Lead
| 689 TROON AVE | Non-lead - Copper | On site inspection only | Non-lead - Plastic | No | On site inspection only | Single family | [9 empty] | Non-Lead
| 1266 PRINCETON RD | Non-lead - Copper | On site inspection only | Galvanized (Iron or Steel) | No | On site inspection only | Single family | [9 empty] | Non-Lead
| 2830 ROANOKE ST | Non-lead - Copper | On site inspection only | Non-lead - Copper | No | On site inspection only | Single family | [9 empty] | Non-Lead
| 500 S SMITH DR | Non-lead - Copper | On site inspection only | Non-lead - Copper | No | On site inspection only | Single family | [9 empty] | Non-Lead
| 515 JANA AVE | Non-lead - Copper | On site inspection only | Non-lead - Copper | No | On site inspection only | Single family | [9 empty] | Non-Lead
| 1474 COUNTRY CLUB CIR | Non-lead - Copper | On site inspection only | Galvanized (Iron or Steel) | No | On site inspection only | Single family | [9 empty] | Non-Lead
| 1031 WILLIAMS AVE | Non-lead - Copper | On site inspection only | Non-lead - Copper | No | On site inspection only | Single family | [9 empty] | Non-Lead
| 1810 MCCALLUM LN | Non-lead - Copper | On site inspection only | Non-lead - Plastic | No | On site inspection only | Single family | [9 empty] | Non-Lead
| 1480 IRIS ST | Non-lead - Copper | On site inspection only | Non-lead - Plastic | No | On site inspection only | Single family | [9 empty] | Non-Lead
| 1061 BRYAN ST | Non-lead - Copper | On site inspection only | Non-lead - Copper | No | On site inspection only | Single family | [9 empty] | Non-Lead
| 510 PRAIRIE ST | Non-lead - Copper | On site inspection only | Non-lead - Copper | No | On site inspection only | Single family | [9 empty] | Non-Lead
| 235 GATCH ST | Non-lead - Copper | On site inspection only | Galvanized (Iron or Steel) | No | On site inspection only | Single family | [9 empty] | Non-Lead
| 227 SYCAMORE AVE | Non-lead - Copper | On site inspection only | Non-lead - Copper | No | On site inspection only | Single family | [9 empty] | Non-Lead
| 1247 EAGLE DR | Non-lead - Copper | On site inspection only | Non-lead - Copper | No | On site inspection only | Single family | [9 empty] | Non-Lead
| 2602 COLONY ST | Non-lead - Copper | On site inspection only | Non-lead - Copper | No | On site inspection only | Single family | [9 empty] | Non-Lead
| 1680 FINZER WAY | Non-lead - Copper | On site inspection only | Non-lead - Copper | No | On site inspection only | Single family | [9 empty] | Non-Lead
| 370 S CASCADE DR | Non-lead - Copper | On site inspection only | Galvanized (Iron or Steel) | No | On site inspection only | Single family | [9 empty] | Non-Lead
| 1671 MERIDIAN DR | Non-lead - Copper | On site inspection only | Non-lead - Copper | No | On site inspection only | Single family | [9 empty] | Non-Lead
| 326 KILLIAN SPRING DR | Non-lead - Copper | On site inspection only | Non-lead - Plastic | No | On site inspection only | Single family | [9 empty] | Non-Lead
| 555 HERMANSON ST | Non-lead - Copper | On site inspection only | Non-lead - Copper | No | On site inspection only | Single family | [9 empty] | Non-Lead
| 237 BAYLOR DR | Non-lead - Copper | On site inspection only | Non-lead - Copper | No | On site inspection only | Single family | [9 empty] | Non-Lead
| 1009 RANDOLPH RD | Non-lead - Copper | On site inspection only | Galvanized (Iron or Steel) | No | On site inspection only | Single family | [9 empty] | Non-Lead
| 1339 ASTOR WAY | Non-lead - Copper | On site inspection only | Galvanized (Iron or Steel) | No | On site inspection only | Single family | [9 empty] | Non-Lead
| 635 WILSON ST | Non-lead - Copper | On site inspection only | Galvanized (Iron or Steel) | No | On site inspection only | Single family | [9 empty] | Non-Lead
| 559 LEASURE ST | Non-lead - Copper | On site inspection only | Galvanized (Iron or Steel) | No | On site inspection only | Single family | [9 empty] | Non-Lead
| 1237 QUINN RD | Non-lead - Copper | On site inspection only | Galvanized (Iron or Steel) | No | On site inspection only | Single family | [9 empty] | Non-Lead
| 1395 JUNE WAY | Non-lead - Copper | On site inspection only | Non-lead - Copper | No | On site inspection only | Single family | [9 empty] | Non-Lead
| 1446 SMITH DR | Non-lead - Copper | On site inspection only | Non-lead - Plastic | No | On site inspection only | Single family | [9 empty] | Non-Lead
| 985 YOUNG ST | Non-lead - Copper | On site inspection only | Non-lead - Copper | No | On site inspection only | Single family | [9 empty] | Non-Lead
| 235 BRIDLEWOOD LN | Non-lead - Copper | On site inspection only | Non-lead - Copper | No | On site inspection only | Single family | [9 empty] | Non-Lead
| 730 W LINCOLN ST | Non-lead - Copper | On site inspection only | Non-lead - Copper | No | On site inspection only | Single family | [9 empty] | Non-Lead
| 1678 ECOLA WAY | Non-lead - Copper | On site inspection only | Non-lead - Copper | No | On site inspection only | Single family | [9 empty] | Non-Lead
| 1015 HARDCASTLE AVE | Non-lead - Copper | On site inspection only | Non-lead - Copper | No | On site inspection only | Single family | [9 empty] | Non-Lead
| 2825 BOGIE CT | Non-lead - Copper | On site inspection only | Non-lead - Copper | No | On site inspection only | Single family | [9 empty] | Non-Lead
| 419 HARDCASTLE AVE | Non-lead - Copper | On site inspection only | Non-lead - Copper | No | On site inspection only | Single family | [9 empty] | Non-Lead
| 958 CORBY ST | Non-lead - Copper | On site inspection only | Non-lead - Copper | No | On site inspection only | Single family | [9 empty] | Non-Lead
| 3581 LINDA ST | Non-lead - Copper | On site inspection only | Non-lead - Copper | No | On site inspection only | Single family | [9 empty] | Non-Lead
| 603 HAWLEY ST | Non-lead - Copper | On site inspection only | Non-lead - Copper | No | On site inspection only | Single family | [9 empty] | Non-Lead
| 1116 PARK CIR | Non-lead - Copper | On site inspection only | Non-lead - Copper | No | On site inspection only | Single family | [9 empty] | Non-Lead
| 1550 RAINIER RD | Non-lead - Copper | On site inspection only | Galvanized (Iron or Steel) | No | On site inspection only | Single family | [9 empty] | Non-Lead
| 464 MUIRFIELD LN | Non-lead - Copper | On site inspection only | Non-lead - Copper | No | On site inspection only | Single family | [9 empty] | Non-Lead
| 1266 MAYANNA DR | Non-lead - Copper | On site inspection only | Non-lead - Copper | No | On site inspection only | Single family | [9 empty] | Non-Lead
| 2245 UMPQUA RD | Non-lead - Copper | On site inspection only | Galvanized (Iron or Steel) | No | On site inspection only | Single family | [9 empty] | Non-Lead
| 525 TUKWILA DR | Non-lead - Copper | On site inspection only | Non-lead - Copper | No | On site inspection only | Single family | [9 empty] | Non-Lead
| 767 CORBY ST | Non-lead - Copper | On site inspection only | Non-lead - Copper | No | On site inspection only | Single family | [9 empty] | Non-Lead
| 11867 NE CHATEAU DR | Non-lead - Copper | On site inspection only | Galvanized (Iron or Steel) | No | On site inspection only | Single family | [9 empty] | Non-Lead
| 390 STARK CT | Non-lead - Copper | On site inspection only | Non-lead - Copper | No | On site inspection only | Single family | [9 empty] | Non-Lead
| 1167 PRINCETON RD | Non-lead - Copper | On site inspection only | Galvanized (Iron or Steel) | No | On site inspection only | Single family | [9 empty] | Non-Lead
| 2817 BOGIE CT | Non-lead - Copper | On site inspection only | Non-lead - Copper | No | On site inspection only | Single family | [9 empty] | Non-Lead
| 1055 HARDCASTLE AVE | Non-lead - Copper | On site inspection only | Non-lead - Copper | No | On site inspection only | Single family | [9 empty] | Non-Lead
| 1510 KING WAY | Non-lead - Copper | On site inspection only | Galvanized (Iron or Steel) | No | On site inspection only | Single family | [9 empty] | Non-Lead
| 1001 ROY AVE | Non-lead - Copper | On site inspection only | Non-lead - Copper | No | On site inspection only | Single family | [9 empty] | Non-Lead
| 421 PAULUS CT | Non-lead - Copper | On site inspection only | Non-lead - Copper | No | On site inspection only | Single family | [9 empty] | Non-Lead
| 458 PAULUS CT | Non-lead - Copper | On site inspection only | Non-lead - Copper | No | On site inspection only | Single family | [9 empty] | Non-Lead
| 1496 ASTOR WAY | Non-lead - Copper | On site inspection only | Galvanized (Iron or Steel) | No | On site inspection only | Single family | [9 empty] | Non-Lead
| 612 N CASCADE DR #60 | Non-lead - Copper | On site inspection only | Galvanized (Iron or Steel) | No | On site inspection only | Single family | [9 empty] | Non-Lead
| 569 TROON AVE | Non-lead - Copper | On site inspection only | Non-lead - Plastic | No | On site inspection only | Single family | [9 empty] | Non-Lead
| 569 TROON AVE | Non-lead - Copper | On site inspection only | Non-lead - Plastic | No | On site inspection only | Single family | [9 empty] | Non-Lead
| 485 BRYAN ST | Non-lead - Copper | On site inspection only | Non-lead - Copper | No | On site inspection only | Single family | [9 empty] | Non-Lead
| 2100 UMPQUA RD | Non-lead - Copper | On site inspection only | Galvanized (Iron or Steel) | No | On site inspection only | Single family | [9 empty] | Non-Lead
| 2367 MILLER FARM RD | Non-lead - Copper | On site inspection only | Non-lead - Copper | No | On site inspection only | Single family | [9 empty] | Non-Lead
| 1721 TEN OAKS LN | Non-lead - Copper | On site inspection only | Non-lead - Copper | No | On site inspection only | Single family | [9 empty] | Non-Lead
| 2146 W SANTIAM DR | Non-lead - Copper | On site inspection only | Galvanized (Iron or Steel) | No | On site inspection only | Single family | [9 empty] | Non-Lead
| 1595 VANDERBECK LN | Non-lead - Copper | On site inspection only | Galvanized (Iron or Steel) | No | On site inspection only | Single family | [9 empty] | Non-Lead
| 1501 NEWPORT WAY | Non-lead - Copper | On site inspection only | Galvanized (Iron or Steel) | No | On site inspection only | Single family | [9 empty] | Non-Lead
| 765 S PACIFIC HWY #41 | Non-lead - Copper | On site inspection only | Galvanized (Iron or Steel) | No | On site inspection only | Single family | [9 empty] | Non-Lead
| 537 PRAIRIE ST | Non-lead - Copper | On site inspection only | Non-lead - Copper | No | On site inspection only | Single family | [9 empty] | Non-Lead
| 961 N FIRST ST | Non-lead - Copper | On site inspection only | Non-lead - Copper | No | On site inspection only | Single family | [9 empty] | Non-Lead
| 868 YOUNG ST | Non-lead - Copper | On site inspection only | Non-lead - Copper | No | On site inspection only | Single family | [9 empty] | Non-Lead
| 965 BLAINE ST | Non-lead - Copper | On site inspection only | Non-lead - Copper | No | On site inspection only | Single family | [9 empty] | Non-Lead
| 612 N CASCADE DR #27 | Non-lead - Copper | On site inspection only | Galvanized (Iron or Steel) | No | On site inspection only | Single family | [9 empty] | Non-Lead
| 1534 AZTEC DR | Non-lead - Copper | On site inspection only | Galvanized (Iron or Steel) | No | On site inspection only | Single family | [9 empty] | Non-Lead
| 2000 KILLIAN SPRING DR | Non-lead - Copper | On site inspection only | Non-lead - Plastic | No | On site inspection only | Single family | [9 empty] | Non-Lead
| 301 CHARLES ST | Non-lead - Copper | On site inspection only | Non-lead - Copper | No | On site inspection only | Single family | [9 empty] | Non-Lead
| 762 YOUNG ST | Non-lead - Copper | On site inspection only | Non-lead - Copper | No | On site inspection only | Single family | [9 empty] | Non-Lead
| 329 OLIVE AVE | Non-lead - Copper | On site inspection only | Galvanized (Iron or Steel) | No | On site inspection only | Single family | [9 empty] | Non-Lead
| 667 OSTROM DR | Non-lead - Copper | On site inspection only | Non-lead - Plastic | No | On site inspection only | Single family | [9 empty] | Non-Lead
| 230 WORKMAN DR | Non-lead - Copper | On site inspection only | Non-lead - Copper | No | On site inspection only | Single family | [9 empty] | Non-Lead
| 3256 REED AVE | Non-lead - Copper | On site inspection only | Non-lead - Copper | No | On site inspection only | Single family | [9 empty] | Non-Lead
| 832 TUKWILA DR | Non-lead - Copper | On site inspection only | Non-lead - Copper | No | On site inspection only | Single family | [9 empty] | Non-Lead
| 1745 KING WAY | Non-lead - Copper | On site inspection only | Galvanized (Iron or Steel) | No | On site inspection only | Single family | [9 empty] | Non-Lead
| 35 WORKMAN DR | Non-lead - Copper | On site inspection only | Galvanized (Iron or Steel) | No | On site inspection only | Single family | [9 empty] | Non-Lead
| 549 TUKWILA DR | Non-lead - Copper | On site inspection only | Non-lead - Copper | No | On site inspection only | Single family | [9 empty] | Non-Lead
| 2649 ROANOKE ST | Non-lead - Copper | On site inspection only | Non-lead - Copper | No | On site inspection only | Single family | [9 empty] | Non-Lead
| 1020 E CLEVELAND ST | Non-lead - Copper | On site inspection only | Non-lead - Copper | No | On site inspection only | Single family | [9 empty] | Non-Lead
| 577 S COLUMBIA DR | Non-lead - Copper | On site inspection only | Galvanized (Iron or Steel) | No | On site inspection only | Single family | [9 empty] | Non-Lead
| 1750 VANDERBECK LN | Non-lead - Copper | On site inspection only | Galvanized (Iron or Steel) | No | On site inspection only | Single family | [9 empty] | Non-Lead
| 3434 MCNAUGHT ST | Non-lead - Copper | On site inspection only | Non-lead - Copper | No | On site inspection only | Single family | [9 empty] | Non-Lead
| 1465 PRINCETON RD | Non-lead - Copper | On site inspection only | Galvanized (Iron or Steel) | No | On site inspection only | Single family | [9 empty] | Non-Lead
| 749 BEN BROWN LN | Non-lead - Copper | On site inspection only | Non-lead - Plastic | No | On site inspection only | Single family | [9 empty] | Non-Lead
| 980 WILSON ST | Non-lead - Copper | On site inspection only | Non-lead - Copper | No | On site inspection only | Single family | [9 empty] | Non-Lead
| 3001 MCNAUGHT ST | Non-lead - Copper | On site inspection only | Non-lead - Copper | No | On site inspection only | Single family | [9 empty] | Non-Lead
| 722 ELM ST | Non-lead - Copper | On site inspection only | Non-lead - Copper | No | On site inspection only | Single family | [9 empty] | Non-Lead
| 2057 SALLAL RD | Non-lead - Copper | On site inspection only | Galvanized (Iron or Steel) | No | On site inspection only | Single family | [9 empty] | Non-Lead
| 365 CHARLES ST | Non-lead - Copper | On site inspection only | Non-lead - Copper | No | On site inspection only | Single family | [9 empty] | Non-Lead
| 520 GRANT ST | Non-lead - Copper | On site inspection only | Non-lead - Copper | No | On site inspection only | Single family | [9 empty] | Non-Lead
| 449 RYE ST | Non-lead - Copper | On site inspection only | Non-lead - Plastic | No | On site inspection only | Single family | [9 empty] | Non-Lead
| 289 HARVARD DR | Non-lead - Copper | On site inspection only | Non-lead - Copper | No | On site inspection only | Single family | [9 empty] | Non-Lead
| 1515 HARDCASTLE AVE | Non-lead - Copper | On site inspection only | Non-lead - Copper | No | On site inspection only | Single family | [9 empty] | Non-Lead
| 1653 QUINN RD | Non-lead - Copper | On site inspection only | Galvanized (Iron or Steel) | No | On site inspection only | Single family | [9 empty] | Non-Lead
| 1275 RANDOLPH RD | Non-lead - Copper | On site inspection only | Galvanized (Iron or Steel) | No | On site inspection only | Single family | [9 empty] | Non-Lead
| 751 HARVEST WAY | Non-lead - Copper | On site inspection only | Non-lead - Copper | No | On site inspection only | Single family | [9 empty] | Non-Lead
| 543 S CASCADE DR | Non-lead - Copper | On site inspection only | Non-lead - Copper | No | On site inspection only | Single family | [9 empty] | Non-Lead
| 1600 COUNTRY CLUB CIR | Non-lead - Copper | On site inspection only | Galvanized (Iron or Steel) | No | On site inspection only | Single family | [9 empty] | Non-Lead
| 1400 RAINIER RD | Non-lead - Copper | On site inspection only | Galvanized (Iron or Steel) | No | On site inspection only | Single family | [9 empty] | Non-Lead
| 1301 SALLAL RD | Non-lead - Copper | On site inspection only | Galvanized (Iron or Steel) | No | On site inspection only | Single family | [9 empty] | Non-Lead
| 612 N CASCADE DR #18 | Non-lead - Copper | On site inspection only | Galvanized (Iron or Steel) | No | On site inspection only | Single family | [9 empty] | Non-Lead
| 1650 COUNTRY CLUB CIR | Non-lead - Copper | On site inspection only | Galvanized (Iron or Steel) | No | On site inspection only | Single family | [9 empty] | Non-Lead
| 925 N CASCADE DR | Non-lead - Copper | On site inspection only | Galvanized (Iron or Steel) | No | On site inspection only | Single family | [9 empty] | Non-Lead
| 470 INGLEWOOD LN | Non-lead - Copper | On site inspection only | Non-lead - Copper | No | On site inspection only | Single family | [9 empty] | Non-Lead
| 612 N CASCADE DR #81 | Non-lead - Copper | On site inspection only | Galvanized (Iron or Steel) | No | On site inspection only | Single family | [9 empty] | Non-Lead
| 644 E CLACKAMAS CIR | Non-lead - Copper | On site inspection only | Galvanized (Iron or Steel) | No | On site inspection only | Single family | [9 empty] | Non-Lead
| 1889 HEATHER WAY | Non-lead - Copper | On site inspection only | Non-lead - Copper | No | On site inspection only | Single family | [9 empty] | Non-Lead
| 1087 JOHNSON ST | Non-lead - Copper | On site inspection only | Non-lead - Copper | No | On site inspection only | Single family | [9 empty] | Non-Lead
| 1194 STANFIELD RD | Non-lead - Copper | On site inspection only | Non-lead - Copper | No | On site inspection only | Single family | [9 empty] | Non-Lead
| 479 FIFTH ST | Non-lead - Copper | On site inspection only | Non-lead - Copper | No | On site inspection only | Single family | [9 empty] | Non-Lead
| 1393 MULBERRY DR | Non-lead - Copper | On site inspection only | Non-lead - Copper | No | On site inspection only | Single family | [9 empty] | Non-Lead
| 1969 CAMELLIA WAY | Non-lead - Copper | On site inspection only | Non-lead - Copper | No | On site inspection only | Single family | [9 empty] | Non-Lead
| 2249 W SANTIAM DR | Non-lead - Copper | On site inspection only | Galvanized (Iron or Steel) | No | On site inspection only | Single family | [9 empty] | Non-Lead
| 831 N CASCADE DR | Non-lead - Copper | On site inspection only | Galvanized (Iron or Steel) | No | On site inspection only | Single family | [9 empty] | Non-Lead
| 1570 INDEPENDENCE AVE | Non-lead - Copper | On site inspection only | Non-lead - Copper | No | On site inspection only | Single family | [9 empty] | Non-Lead
| 890 JOHNSON ST | Non-lead - Copper | On site inspection only | Non-lead - Copper | No | On site inspection only | Single family | [9 empty] | Non-Lead
| 2247 OREGON CT | Non-lead - Copper | On site inspection only | Non-lead - Copper | No | On site inspection only | Single family | [9 empty] | Non-Lead
| 1233 DAYLILY ST | Non-lead - Copper | On site inspection only | Non-lead - Plastic | No | On site inspection only | Single family | [9 empty] | Non-Lead
| 1596 SUNFLOWER ST | Non-lead - Copper | On site inspection only | Non-lead - Plastic | No | On site inspection only | Single family | [9 empty] | Non-Lead
| 855 LUBA ST | Non-lead - Copper | On site inspection only | Non-lead - Copper | No | On site inspection only | Single family | [9 empty] | Non-Lead
| 2605 STANFORD ST | Non-lead - Copper | On site inspection only | Non-lead - Copper | No | On site inspection only | Single family | [9 empty] | Non-Lead
| 1131 PRINCETON RD | Non-lead - Copper | On site inspection only | Galvanized (Iron or Steel) | No | On site inspection only | Single family | [9 empty] | Non-Lead
| 612 N CASCADE DR #80 | Non-lead - Copper | On site inspection only | Non-lead - Copper | No | On site inspection only | Single family | [9 empty] | Non-Lead
| 1157 DAHLIA ST | Non-lead - Copper | On site inspection only | Non-lead - Plastic | No | On site inspection only | Single family | [9 empty] | Non-Lead
| 1215 HENRY'S BLVD | Non-lead - Copper | On site inspection only | Non-lead - Copper | No | On site inspection only | Single family | [9 empty] | Non-Lead
| 421 W CLACKAMAS CIR | Non-lead - Copper | On site inspection only | Non-lead - Copper | No | On site inspection only | Single family | [9 empty] | Non-Lead
| 1450 RAINIER RD | Non-lead - Copper | On site inspection only | Galvanized (Iron or Steel) | No | On site inspection only | Single family | [9 empty] | Non-Lead
| 1850 JANSEN WAY | Non-lead - Copper | On site inspection only | Galvanized (Iron or Steel) | No | On site inspection only | Single family | [9 empty] | Non-Lead
| 772 FAIRWOOD CRES | Non-lead - Copper | On site inspection only | Non-lead - Copper | No | On site inspection only | Single family | [9 empty] | Non-Lead
| 630 SMITH DR | Non-lead - Copper | On site inspection only | Non-lead - Copper | No | On site inspection only | Single family | [9 empty] | Non-Lead
| 199 SMITH DR | Non-lead - Copper | On site inspection only | Non-lead - Copper | No | On site inspection only | Single family | [9 empty] | Non-Lead
| 612 N CASCADE DR #48 | Non-lead - Copper | On site inspection only | Galvanized (Iron or Steel) | No | On site inspection only | Single family | [9 empty] | Non-Lead
| 474 E CLACKAMAS CIR | Non-lead - Copper | On site inspection only | Non-lead - Copper | No | On site inspection only | Single family | [9 empty] | Non-Lead
| 1243 WOODLAND AVE | Non-lead - Copper | On site inspection only | Non-lead - Copper | No | On site inspection only | Single family | [9 empty] | Non-Lead
| 344 GATCH ST | Non-lead - Copper | On site inspection only | Non-lead - Copper | No | On site inspection only | Single family | [9 empty] | Non-Lead
| 1427 TEN OAKS LN | Non-lead - Copper | On site inspection only | Non-lead - Copper | No | On site inspection only | Single family | [9 empty] | Non-Lead
| 778 E LINCOLN ST | Non-lead - Copper | On site inspection only | Non-lead - Copper | No | On site inspection only | Single family | [9 empty] | Non-Lead
| 540 HERMANSON ST | Non-lead - Copper | On site inspection only | Non-lead - Copper | No | On site inspection only | Single family | [9 empty] | Non-Lead
| 807 OSTROM DR | Non-lead - Copper | On site inspection only | Non-lead - Plastic | No | On site inspection only | Single family | [9 empty] | Non-Lead
| 1641 W HAYES ST | Non-lead - Copper | On site inspection only | Non-lead - Copper | No | On site inspection only | Single family | [9 empty] | Non-Lead
| 842 FAIRWOOD CRES | Non-lead - Copper | On site inspection only | Non-lead - Copper | No | On site inspection only | Single family | [9 empty] | Non-Lead
| 1564 THOMPSON RD | Non-lead - Copper | On site inspection only | Non-lead - Copper | No | On site inspection only | Single family | [9 empty] | Non-Lead
| 1250 MARCEL DR | Non-lead - Copper | On site inspection only | Non-lead - Copper | No | On site inspection only | Single family | [9 empty] | Non-Lead
| 2301 SMITH DR | Non-lead - Copper | On site inspection only | Non-lead - Plastic | No | On site inspection only | Single family | [9 empty] | Non-Lead
| 1485 PRINCETON RD | Non-lead - Copper | On site inspection only | Galvanized (Iron or Steel) | No | On site inspection only | Single family | [9 empty] | Non-Lead
| 765 S PACIFIC HWY #28 | Non-lead - Copper | On site inspection only | Galvanized (Iron or Steel) | No | On site inspection only | Single family | [9 empty] | Non-Lead
| 2002 CRESTLINE DR | Non-lead - Copper | On site inspection only | Non-lead - Copper | No | On site inspection only | Single family | [9 empty] | Non-Lead
| 303 WILLOW AVE | Non-lead - Copper | On site inspection only | Galvanized (Iron or Steel) | No | On site inspection only | Single family | [9 empty] | Non-Lead
| 1975 W SANTIAM DR | Non-lead - Copper | On site inspection only | Galvanized (Iron or Steel) | No | On site inspection only | Single family | [9 empty] | Non-Lead
| 1688 QUINN RD | Non-lead - Copper | On site inspection only | Galvanized (Iron or Steel) | No | On site inspection only | Single family | [9 empty] | Non-Lead
| 1079 N FIRST ST | Non-lead - Copper | On site inspection only | Non-lead - Copper | No | On site inspection only | Single family | [9 empty] | Non-Lead
| 2017 MERIDIAN DR | Non-lead - Copper | On site inspection only | Non-lead - Copper | No | On site inspection only | Single family | [9 empty] | Non-Lead
| 1355 RAINIER RD | Non-lead - Copper | On site inspection only | Galvanized (Iron or Steel) | No | On site inspection only | Single family | [9 empty] | Non-Lead
| 440 S CASCADE DR | Non-lead - Copper | On site inspection only | Non-lead - Copper | No | On site inspection only | Single family | [9 empty] | Non-Lead
| 260 SENECA CT | Non-lead - Copper | On site inspection only | Non-lead - Copper | No | On site inspection only | Single family | [9 empty] | Non-Lead
| 1439 WALTON WAY | Non-lead - Copper | On site inspection only | Galvanized (Iron or Steel) | No | On site inspection only | Single family | [9 empty] | Non-Lead
| 638 THIRD ST | Non-lead - Copper | On site inspection only | Non-lead - Copper | No | On site inspection only | Single family | [9 empty] | Non-Lead
| 2292 OREGON CT | Non-lead - Copper | On site inspection only | Non-lead - Copper | No | On site inspection only | Single family | [9 empty] | Non-Lead
| 426 TROON AVE | Non-lead - Copper | On site inspection only | Non-lead - Plastic | No | On site inspection only | Single family | [9 empty] | Non-Lead
| 1613 PRINCETON RD | Non-lead - Copper | On site inspection only | Galvanized (Iron or Steel) | No | On site inspection only | Single family | [9 empty] | Non-Lead
| 375 S CASCADE DR | Non-lead - Copper | On site inspection only | Galvanized (Iron or Steel) | No | On site inspection only | Single family | [9 empty] | Non-Lead
| 1375 ALEXANDRA CT | Non-lead - Copper | On site inspection only | Non-lead - Copper | No | On site inspection only | Single family | [9 empty] | Non-Lead
| 824 S CASCADE DR | Non-lead - Copper | On site inspection only | Non-lead - Copper | No | On site inspection only | Single family | [9 empty] | Non-Lead
| 1421 UMPQUA RD | Non-lead - Copper | On site inspection only | Galvanized (Iron or Steel) | No | On site inspection only | Single family | [9 empty] | Non-Lead
| 1323 JACOB ST | Non-lead - Copper | On site inspection only | Non-lead - Copper | No | On site inspection only | Single family | [9 empty] | Non-Lead
| 493 S FRONT ST | Non-lead - Copper | On site inspection only | Non-lead - Copper | No | On site inspection only | Single family | [9 empty] | Non-Lead
| 1967 ASTOR WAY | Non-lead - Copper | On site inspection only | Galvanized (Iron or Steel) | No | On site inspection only | Single family | [9 empty] | Non-Lead
| 1552 UMPQUA RD | Non-lead - Copper | On site inspection only | Galvanized (Iron or Steel) | No | On site inspection only | Single family | [9 empty] | Non-Lead
| 1417 UMPQUA RD | Non-lead - Copper | On site inspection only | Galvanized (Iron or Steel) | No | On site inspection only | Single family | [9 empty] | Non-Lead
| 1573 UMPQUA RD | Non-lead - Copper | On site inspection only | Non-lead - Plastic | No | Records only | Single family | [9 empty] | Non-Lead
| 1785 KING WAY | Non-lead - Copper | On site inspection only | Galvanized (Iron or Steel) | No | On site inspection only | Single family | [9 empty] | Non-Lead
| 513 TUKWILA DR | Non-lead - Copper | On site inspection only | Non-lead - Copper | No | On site inspection only | Single family | [9 empty] | Non-Lead
| 2207 OREGON CT | Non-lead - Copper | On site inspection only | Galvanized (Iron or Steel) | No | On site inspection only | Single family | [9 empty] | Non-Lead
| 633 OSTROM DR | Non-lead - Copper | On site inspection only | Non-lead - Plastic | No | On site inspection only | Single family | [9 empty] | Non-Lead
| 1970 SALLAL RD | Non-lead - Copper | On site inspection only | Galvanized (Iron or Steel) | No | On site inspection only | Single family | [9 empty] | Non-Lead
| 1260 YOUNG ST | Non-lead - Copper | On site inspection only | Galvanized (Iron or Steel) | No | On site inspection only | Single family | [9 empty] | Non-Lead
| 305 SENECA CT | Non-lead - Copper | On site inspection only | Non-lead - Copper | No | On site inspection only | Single family | [9 empty] | Non-Lead
| 576 WHEAT ST | Non-lead - Copper | On site inspection only | Non-lead - Plastic | No | On site inspection only | Single family | [9 empty] | Non-Lead
| 402 MUIRFIELD LN | Non-lead - Copper | On site inspection only | Non-lead - Copper | No | On site inspection only | Single family | [9 empty] | Non-Lead
| 1350 UMPQUA RD | Non-lead - Copper | On site inspection only | Galvanized (Iron or Steel) | No | On site inspection only | Single family | [9 empty] | Non-Lead
| 776 S CASCADE DR | Non-lead - Copper | On site inspection only | Galvanized (Iron or Steel) | No | On site inspection only | Single family | [9 empty] | Non-Lead
| 968 BROUGHTON WAY | Non-lead - Copper | On site inspection only | Non-lead - Copper | No | On site inspection only | Single family | [9 empty] | Non-Lead
| 323 BRIDLEWOOD LN | Non-lead - Copper | On site inspection only | Non-lead - Copper | No | On site inspection only | Single family | [9 empty] | Non-Lead
| 1293 BERNARD ST | Non-lead - Copper | On site inspection only | Non-lead - Copper | No | On site inspection only | Single family | [9 empty] | Non-Lead
| 230 HAWLEY ST | Non-lead - Copper | On site inspection only | Non-lead - Copper | No | On site inspection only | Single family | [9 empty] | Non-Lead
| 2524 EDGEWATER DR | Non-lead - Copper | On site inspection only | Non-lead - Copper | No | On site inspection only | Single family | [9 empty] | Non-Lead
| 653 S FRONT ST | Non-lead - Copper | On site inspection only | Non-lead - Copper | No | On site inspection only | Single family | [9 empty] | Non-Lead
| 1782 MCCALLUM LN | Non-lead - Copper | On site inspection only | Non-lead - Plastic | No | On site inspection only | Single family | [9 empty] | Non-Lead
| 1112 W LINCOLN ST | Non-lead - Copper | On site inspection only | Non-lead - Copper | No | On site inspection only | Single family | [9 empty] | Non-Lead
| 2635 CITADEL ST | Non-lead - Copper | On site inspection only | Non-lead - Copper | No | On site inspection only | Single family | [9 empty] | Non-Lead
| 1539 JAMES ST | Non-lead - Copper | On site inspection only | Non-lead - Copper | No | On site inspection only | Single family | [9 empty] | Non-Lead
| 647 BROWN ST | Non-lead - Copper | On site inspection only | Non-lead - Copper | No | On site inspection only | Single family | [9 empty] | Non-Lead
| 1728 PRINCETON RD | Non-lead - Copper | On site inspection only | Non-lead - Copper | No | On site inspection only | Single family | [9 empty] | Non-Lead
| 1387 MULBERRY DR | Non-lead - Copper | On site inspection only | Non-lead - Copper | No | On site inspection only | Single family | [9 empty] | Non-Lead
| 3012 OXFORD ST | Non-lead - Copper | On site inspection only | Non-lead - Copper | No | On site inspection only | Single family | [9 empty] | Non-Lead
| 1809 MERIDIAN DR | Non-lead - Copper | On site inspection only | Non-lead - Copper | No | On site inspection only | Single family | [9 empty] | Non-Lead
| 2448 MERIDIAN DR | Non-lead - Copper | On site inspection only | Non-lead - Copper | No | On site inspection only | Single family | [9 empty] | Non-Lead
| 1850 SALLAL RD | Non-lead - Copper | On site inspection only | Non-lead - Copper | No | On site inspection only | Single family | [9 empty] | Non-Lead
| 890 ELANA WAY | Non-lead - Copper | On site inspection only | Non-lead - Copper | No | On site inspection only | Single family | [9 empty] | Non-Lead
| 2097 HEATHER WAY | Non-lead - Copper | On site inspection only | Non-lead - Copper | No | On site inspection only | Single family | [9 empty] | Non-Lead
| 416 PAULUS CT | Non-lead - Copper | On site inspection only | Non-lead - Copper | No | On site inspection only | Single family | [9 empty] | Non-Lead
| 1333 RAINIER RD | Non-lead - Copper | On site inspection only | Galvanized (Iron or Steel) | No | On site inspection only | Single family | [9 empty] | Non-Lead
| 1251 BERNARD DR | Non-lead - Copper | On site inspection only | Non-lead - Copper | No | On site inspection only | Single family | [9 empty] | Non-Lead
| 1433 FOXGLOVE ST | Non-lead - Copper | On site inspection only | Non-lead - Plastic | No | On site inspection only | Single family | [9 empty] | Non-Lead
| 1475 DAYLILY ST | Non-lead - Copper | On site inspection only | Non-lead - Plastic | No | On site inspection only | Single family | [9 empty] | Non-Lead
| 3589 SWEETWATER AVE | Non-lead - Copper | On site inspection only | Non-lead - Copper | No | On site inspection only | Single family | [9 empty] | Non-Lead
| 545 BROWN CT | Non-lead - Copper | On site inspection only | Non-lead - Copper | No | On site inspection only | Single family | [9 empty] | Non-Lead
| 1300 WALTON WAY | Non-lead - Copper | On site inspection only | Galvanized (Iron or Steel) | No | On site inspection only | Single family | [9 empty] | Non-Lead
| 816 KELOWNA ST | Non-lead - Copper | On site inspection only | Non-lead - Copper | No | On site inspection only | Single family | [9 empty] | Non-Lead
| 440 WHEAT ST | Non-lead - Copper | On site inspection only | Non-lead - Plastic | No | On site inspection only | Single family | [9 empty] | Non-Lead
| 2171 COUNTRY CLUB TER | Non-lead - Copper | On site inspection only | Non-lead - Copper | No | On site inspection only | Single family | [9 empty] | Non-Lead
| 1136 DAHLIA ST | Non-lead - Plastic | On site inspection only | Non-lead - Plastic | No | On site inspection only | Single family | [9 empty] | Non-Lead
| 1311 E LINCOLN ST | Non-lead - Copper | On site inspection only | Non-lead - Plastic | No | On site inspection only | Single family | [9 empty] | Non-Lead
| 938 E CLEVELAND ST | Non-lead - Copper | On site inspection only | Non-lead - Copper | No | On site inspection only | Single family | [9 empty] | Non-Lead
| 990 ELANA DR | Non-lead - Copper | On site inspection only | Non-lead - Copper | No | On site inspection only | Single family | [9 empty] | Non-Lead
| 266 ACACIA AVE | Non-lead - Copper | On site inspection only | Galvanized (Iron or Steel) | No | On site inspection only | Single family | [9 empty] | Non-Lead
| 1150 GREENVIEW DR | Non-lead - Copper | On site inspection only | Non-lead - Copper | No | On site inspection only | Single family | [9 empty] | Non-Lead
| 1309 SUNFLOWER ST | Non-lead - Copper | On site inspection only | Non-lead - Plastic | No | On site inspection only | Single family | [9 empty] | Non-Lead
| 833 N SECOND ST | Non-lead - Copper | On site inspection only | Non-lead - Copper | No | On site inspection only | Single family | [9 empty] | Non-Lead
| 1080 NEWBERG HWY | Non-lead - Copper | On site inspection only | Non-lead - Copper | No | On site inspection only | Single family | [9 empty] | Non-Lead
| 1245 MCKINLEY ST | Non-lead - Copper | On site inspection only | Non-lead - Copper | No | On site inspection only | Single family | [9 empty] | Non-Lead
| 1270 TOMLIN AVE | Non-lead - Copper | On site inspection only | Non-lead - Copper | No | On site inspection only | Single family | [9 empty] | Non-Lead
| 1670 MCCALLUM LN | Non-lead - Copper | On site inspection only | Non-lead - Plastic | No | On site inspection only | Single family | [9 empty] | Non-Lead
| 640 WALKER CT | Non-lead - Copper | On site inspection only | Non-lead - Copper | No | On site inspection only | Single family | [9 empty] | Non-Lead
| 1916 RAINIER RD | Non-lead - Copper | On site inspection only | Galvanized (Iron or Steel) | No | On site inspection only | Single family | [9 empty] | Non-Lead
| 1450 PRINCETON RD | Non-lead - Copper | On site inspection only | Galvanized (Iron or Steel) | No | On site inspection only | Single family | [9 empty] | Non-Lead
| 920 HERMANSON ST | Non-lead - Copper | On site inspection only | Non-lead - Copper | No | On site inspection only | Single family | [9 empty] | Non-Lead
| 568 TUKWILA DR | Non-lead - Copper | On site inspection only | Non-lead - Copper | No | On site inspection only | Single family | [9 empty] | Non-Lead
| 549 BARLEY ST | Non-lead - Copper | On site inspection only | Non-lead - Plastic | No | On site inspection only | Single family | [9 empty] | Non-Lead
| 369 MARSHALL ST | Non-lead - Copper | On site inspection only | Non-lead - Copper | No | On site inspection only | Single family | [9 empty] | Non-Lead
| 1630 THOMPSON RD | Non-lead - Copper | On site inspection only | Galvanized (Iron or Steel) | No | On site inspection only | Single family | [9 empty] | Non-Lead
| 1127 VANDERBECK RD | Non-lead - Copper | On site inspection only | Non-lead - Copper | No | On site inspection only | Single family | [9 empty] | Non-Lead
| 2467 HALTER DR | Non-lead - Copper | On site inspection only | Non-lead - Plastic | No | On site inspection only | Single family | [9 empty] | Non-Lead
| 1572 GRANITE ST | Non-lead - Copper | On site inspection only | Non-lead - Plastic | No | On site inspection only | Single family | [9 empty] | Non-Lead
| 358 A ST | Non-lead - Copper | On site inspection only | Galvanized (Iron or Steel) | No | On site inspection only | Single family | [9 empty] | Non-Lead
| 1795 TOMLIN AVE | Non-lead - Copper | On site inspection only | Non-lead - Copper | No | On site inspection only | Single family | [9 empty] | Non-Lead
| 2240 HALTER DR | Non-lead - Copper | On site inspection only | Non-lead - Plastic | No | On site inspection only | Single family | [9 empty] | Non-Lead
| 691 HARRISON ST | Non-lead - Copper | On site inspection only | Non-lead - Copper | No | On site inspection only | Single family | [9 empty] | Non-Lead
| 484 WHEAT ST | Non-lead - Copper | On site inspection only | Non-lead - Plastic | No | On site inspection only | Single family | [9 empty] | Non-Lead
| 1006 ALDER LN | Non-lead - Copper | On site inspection only | Non-lead - Copper | No | On site inspection only | Single family | [9 empty] | Non-Lead
| 1965 THOMPSON RD | Non-lead - Copper | On site inspection only | Non-lead - Copper | No | On site inspection only | Single family | [9 empty] | Non-Lead
| 1205 INDEPENDENCE CT | Non-lead - Copper | On site inspection only | Non-lead - Copper | No | On site inspection only | Single family | [9 empty] | Non-Lead
| 2182 ASTOR WAY | Non-lead - Copper | On site inspection only | Non-lead - Copper | No | On site inspection only | Single family | [9 empty] | Non-Lead
| 501 TUKWILA DR | Non-lead - Copper | On site inspection only | Non-lead - Copper | No | On site inspection only | Single family | [9 empty] | Non-Lead
| 368 OLIVE AVE | Non-lead - Copper | On site inspection only | Non-lead - Copper | No | On site inspection only | Single family | [9 empty] | Non-Lead
| 621 WILLOW AVE | Non-lead - Copper | On site inspection only | Non-lead - Copper | No | On site inspection only | Single family | [9 empty] | Non-Lead
| 1321 ASTOR CT | Non-lead - Copper | On site inspection only | Non-lead - Copper | No | On site inspection only | Single family | [9 empty] | Non-Lead
| 695 FILBERT ST | Non-lead - Copper | On site inspection only | Non-lead - Copper | No | On site inspection only | Single family | [9 empty] | Non-Lead
| 1825 SALLAL RD | Non-lead - Copper | On site inspection only | Non-lead - Copper | No | On site inspection only | Single family | [9 empty] | Non-Lead
| 3298 NEKIA ST | Non-lead - Copper | On site inspection only | Non-lead - Copper | No | On site inspection only | Single family | [9 empty] | Non-Lead
| 1417 COUNTRY CLUB CIR | Non-lead - Copper | On site inspection only | Non-lead - Plastic | No | Records only | Single family | [9 empty] | Non-Lead
| 316 QUAIL RUN CIR | Non-lead - Copper | On site inspection only | Non-lead - Copper | No | On site inspection only | Single family | [9 empty] | Non-Lead
| 1009 FIFTH ST | Non-lead - Copper | On site inspection only | Non-lead - Copper | No | On site inspection only | Single family | [9 empty] | Non-Lead
| 1289 ASTOR WAY | Non-lead - Copper | On site inspection only | Non-lead - Copper | No | On site inspection only | Single family | [9 empty] | Non-Lead
| 841 STARK ST | Non-lead - Copper | On site inspection only | Non-lead - Copper | No | On site inspection only | Single family | [9 empty] | Non-Lead
| 403 TURNBERRY AVE | Non-lead - Copper | On site inspection only | Non-lead - Copper | No | On site inspection only | Single family | [9 empty] | Non-Lead
| 797 N CASCADE DR | Non-lead - Copper | On site inspection only | Galvanized (Iron or Steel) | No | On site inspection only | Single family | [9 empty] | Non-Lead
| 1246 ASTOR WAY | Non-lead - Copper | On site inspection only | Galvanized (Iron or Steel) | No | On site inspection only | Single family | [9 empty] | Non-Lead
| 682 W LINCOLN ST | Non-lead - Copper | On site inspection only | Non-lead - Copper | No | On site inspection only | Single family | [9 empty] | Non-Lead
| 1370 VANDERBECK LN | Non-lead - Copper | On site inspection only | Non-lead - Copper | No | On site inspection only | Single family | [9 empty] | Non-Lead
| 2809 FAIRWAY ST | Non-lead - Copper | On site inspection only | Non-lead - Copper | No | On site inspection only | Single family | [9 empty] | Non-Lead
| 314 E LINCOLN ST | Non-lead - Copper | On site inspection only | Non-lead - Copper | No | On site inspection only | Single family | [9 empty] | Non-Lead
| 3226 MYRTLE ST | Non-lead - Copper | On site inspection only | Non-lead - Copper | No | On site inspection only | Single family | [9 empty] | Non-Lead
| 980 MARION ST | Non-lead - Copper | On site inspection only | Galvanized (Iron or Steel) | No | On site inspection only | Single family | [9 empty] | Non-Lead
| 1151 KENNEDY ST | Non-lead - Copper | On site inspection only | Non-lead - Copper | No | On site inspection only | Single family | [9 empty] | Non-Lead
| 623 JULIE CT | Non-lead - Copper | On site inspection only | Non-lead - Copper | No | On site inspection only | Single family | [9 empty] | Non-Lead
| 119 BRADLEY ST | Non-lead - Copper | On site inspection only | Non-lead - Copper | No | On site inspection only | Single family | [9 empty] | Non-Lead
| 2658 OXFORD ST | Non-lead - Copper | On site inspection only | Non-lead - Copper | No | On site inspection only | Single family | [9 empty] | Non-Lead
| 444 MARSHALL ST | Non-lead - Copper | On site inspection only | Non-lead - Copper | No | On site inspection only | Single family | [9 empty] | Non-Lead
| 2202 HALTER DR | Non-lead - Copper | On site inspection only | Non-lead - Plastic | No | On site inspection only | Single family | [9 empty] | Non-Lead
| 700 BLUE GRASS AVE | Non-lead - Copper | On site inspection only | Non-lead - Plastic | No | On site inspection only | Single family | [9 empty] | Non-Lead
| 770 BEN BROWN LN | Non-lead - Copper | On site inspection only | Non-lead - Plastic | No | On site inspection only | Single family | [9 empty] | Non-Lead
| 1166 COMSTOCK WAY | Non-lead - Copper | On site inspection only | Non-lead - Copper | No | On site inspection only | Single family | [9 empty] | Non-Lead
| 765 S PACIFIC HWY #12 | Non-lead - Copper | On site inspection only | Galvanized (Iron or Steel) | No | On site inspection only | Single family | [9 empty] | Non-Lead
| 2574 PATRIOT ST | Non-lead - Copper | On site inspection only | Non-lead - Copper | No | On site inspection only | Single family | [9 empty] | Non-Lead
| 713 WOODLAND AVE | Non-lead - Copper | On site inspection only | Non-lead - Copper | No | On site inspection only | Single family | [9 empty] | Non-Lead
| 188 TOUT ST | Non-lead - Copper | On site inspection only | Non-lead - Copper | No | On site inspection only | Single family | [9 empty] | Non-Lead
| 2296 UMPQUA RD | Non-lead - Copper | On site inspection only | Galvanized (Iron or Steel) | No | On site inspection only | Single family | [9 empty] | Non-Lead
| 364 GATCH ST | Non-lead - Copper | On site inspection only | Galvanized (Iron or Steel) | No | On site inspection only | Single family | [9 empty] | Non-Lead
| 1390 GEORGE ST | Non-lead - Copper | On site inspection only | Non-lead - Copper | No | On site inspection only | Single family | [9 empty] | Non-Lead
| 2545 CONCORD ST | Non-lead - Copper | On site inspection only | Non-lead - Copper | No | On site inspection only | Single family | [9 empty] | Non-Lead
| 1394 AUDREY WAY | Non-lead - Copper | On site inspection only | Non-lead - Copper | No | On site inspection only | Single family | [9 empty] | Non-Lead
| 765 S PACIFIC HWY #33 | Non-lead - Copper | On site inspection only | Galvanized (Iron or Steel) | No | On site inspection only | Single family | [9 empty] | Non-Lead
| 970 CAROL ST | Non-lead - Copper | On site inspection only | Non-lead - Copper | No | On site inspection only | Single family | [9 empty] | Non-Lead
| 1404 HARDCASTLE AVE | Non-lead - Copper | On site inspection only | Non-lead - Copper | No | On site inspection only | Single family | [9 empty] | Non-Lead
| 497 BARLEY ST | Non-lead - Copper | On site inspection only | Non-lead - Plastic | No | On site inspection only | Single family | [9 empty] | Non-Lead
| 1298 VANDERBECK LN | Non-lead - Copper | On site inspection only | Non-lead - Copper | No | On site inspection only | Single family | [9 empty] | Non-Lead
| 1140 KOFFLER AVE | Non-lead - Copper | On site inspection only | Non-lead - Copper | No | On site inspection only | Single family | [9 empty] | Non-Lead
| 1502 DAHLIA ST | Non-lead - Copper | On site inspection only | Non-lead - Plastic | No | On site inspection only | Single family | [9 empty] | Non-Lead
| 1052 ORCHARD LN | Non-lead - Copper | On site inspection only | Non-lead - Copper | No | On site inspection only | Single family | [9 empty] | Non-Lead
| 337 S SETTLEMIER AVE | Non-lead - Copper | On site inspection only | Non-lead - Copper | No | On site inspection only | Single family | [9 empty] | Non-Lead
| 895 E LINCOLN ST A | Non-lead - Copper | On site inspection only | Non-lead - Copper | No | On site inspection only | Single family | [9 empty] | Non-Lead
| 1271 EAGLE DR | Non-lead - Copper | On site inspection only | Non-lead - Copper | No | On site inspection only | Single family | [9 empty] | Non-Lead
| 1231 KENNEDY ST | Non-lead - Copper | On site inspection only | Non-lead - Copper | No | On site inspection only | Single family | [9 empty] | Non-Lead
| 202 ACACIA AVE | Non-lead - Copper | On site inspection only | Galvanized (Iron or Steel) | No | On site inspection only | Single family | [9 empty] | Non-Lead
| 1201 STANFIELD RD | Non-lead - Copper | On site inspection only | Non-lead - Copper | No | On site inspection only | Single family | [9 empty] | Non-Lead
| 795 BROWN ST | Non-lead - Copper | On site inspection only | Galvanized (Iron or Steel) | No | On site inspection only | Single family | [9 empty] | Non-Lead
| 1445 JAMES ST | Non-lead - Copper | On site inspection only | Non-lead - Copper | No | On site inspection only | Single family | [9 empty] | Non-Lead
| 947 BROUGHTON WAY | Non-lead - Copper | On site inspection only | Galvanized (Iron or Steel) | No | On site inspection only | Single family | [9 empty] | Non-Lead
| 3034 JONAH PL | Non-lead - Copper | On site inspection only | Non-lead - Copper | No | On site inspection only | Single family | [9 empty] | Non-Lead
| 1590 ASTOR WAY | Non-lead - Copper | On site inspection only | Galvanized (Iron or Steel) | No | On site inspection only | Single family | [9 empty] | Non-Lead
| 1065 TIERRA CT | Non-lead - Copper | On site inspection only | Non-lead - Copper | No | On site inspection only | Single family | [9 empty] | Non-Lead
| 1430 GREENVIEW DR | Non-lead - Copper | On site inspection only | Non-lead - Copper | No | On site inspection only | Single family | [9 empty] | Non-Lead
| 1510 PRINCETON RD | Non-lead - Copper | On site inspection only | Galvanized (Iron or Steel) | No | On site inspection only | Single family | [9 empty] | Non-Lead
| 1543 QUINN RD | Non-lead - Copper | On site inspection only | Galvanized (Iron or Steel) | No | On site inspection only | Single family | [9 empty] | Non-Lead
| 2110 CAMELLIA WAY | Non-lead - Copper | On site inspection only | Non-lead - Copper | No | On site inspection only | Single family | [9 empty] | Non-Lead
| 495 RYE ST | Non-lead - Copper | On site inspection only | Non-lead - Plastic | No | On site inspection only | Single family | [9 empty] | Non-Lead
| 648 COZY WAY | Non-lead - Copper | On site inspection only | Non-lead - Plastic | No | On site inspection only | Single family | [9 empty] | Non-Lead
| 1080 STANFIELD RD | Non-lead - Copper | On site inspection only | Non-lead - Copper | No | On site inspection only | Single family | [9 empty] | Non-Lead
| 575 ELM ST | Non-lead - Copper | On site inspection only | Non-lead - Copper | No | On site inspection only | Single family | [9 empty] | Non-Lead
| 259 W CLACKAMAS CIR | Non-lead - Copper | On site inspection only | Galvanized (Iron or Steel) | No | On site inspection only | Single family | [9 empty] | Non-Lead
| 1300 GEORGE ST | Non-lead - Copper | On site inspection only | Non-lead - Copper | No | On site inspection only | Single family | [9 empty] | Non-Lead
| 3310 CAMAS ST | Non-lead - Copper | On site inspection only | Non-lead - Copper | No | On site inspection only | Single family | [9 empty] | Non-Lead
| 252 PALM AVE | Non-lead - Copper | On site inspection only | Non-lead - Copper | No | On site inspection only | Single family | [9 empty] | Non-Lead
| 1198 ASTOR WAY | Non-lead - Copper | On site inspection only | Galvanized (Iron or Steel) | No | On site inspection only | Single family | [9 empty] | Non-Lead
| 1409 UMPQUA RD | Non-lead - Copper | On site inspection only | Non-lead - Copper | No | On site inspection only | Single family | [9 empty] | Non-Lead
| 897 N SECOND ST | Non-lead - Copper | On site inspection only | Non-lead - Copper | No | On site inspection only | Single family | [9 empty] | Non-Lead
| 875 JOHNSON ST | Non-lead - Copper | On site inspection only | Non-lead - Copper | No | On site inspection only | Single family | [9 empty] | Non-Lead
| 448 STARK ST | Non-lead - Copper | On site inspection only | Non-lead - Copper | No | On site inspection only | Single family | [9 empty] | Non-Lead
| 1480 DAYLILY ST | Non-lead - Copper | On site inspection only | Non-lead - Plastic | No | On site inspection only | Single family | [9 empty] | Non-Lead
| 2233 BEN BROWN DR | Non-lead - Copper | On site inspection only | Non-lead - Plastic | No | On site inspection only | Single family | [9 empty] | Non-Lead
| 385 STARK CT | Non-lead - Copper | On site inspection only | Non-lead - Copper | No | On site inspection only | Single family | [9 empty] | Non-Lead
| 1129 THIRD ST | Non-lead - Copper | On site inspection only | Non-lead - Copper | No | On site inspection only | Single family | [9 empty] | Non-Lead
| 470 JANA AVE | Non-lead - Copper | On site inspection only | Non-lead - Copper | No | On site inspection only | Single family | [9 empty] | Non-Lead
| 55 WORKMAN DR | Non-lead - Copper | On site inspection only | Non-lead - Copper | No | On site inspection only | Single family | [9 empty] | Non-Lead
| 963 E CLEVELAND ST | Non-lead - Copper | On site inspection only | Non-lead - Copper | No | On site inspection only | Single family | [9 empty] | Non-Lead
| 799 N FRONT ST | Non-lead - Copper | On site inspection only | Non-lead - Copper | No | On site inspection only | Single family | [9 empty] | Non-Lead
| 105 BRIDLEWOOD LN | Non-lead - Copper | On site inspection only | Non-lead - Copper | No | On site inspection only | Single family | [9 empty] | Non-Lead
| 665 WILLOW AVE | Non-lead - Copper | On site inspection only | Non-lead - Copper | No | On site inspection only | Single family | [9 empty] | Non-Lead
| 1456 IRIS ST | Non-lead - Copper | On site inspection only | Non-lead - Plastic | No | On site inspection only | Single family | [9 empty] | Non-Lead
| 1559 WILLOW AVE | Non-lead - Copper | On site inspection only | Non-lead - Copper | No | On site inspection only | Single family | [9 empty] | Non-Lead
| 561 STOLLER ST | Non-lead - Copper | On site inspection only | Non-lead - Plastic | No | On site inspection only | Single family | [9 empty] | Non-Lead
| 1000 BLAINE ST | Non-lead - Copper | On site inspection only | Non-lead - Copper | No | On site inspection only | Single family | [9 empty] | Non-Lead
| 168 W CLACKAMAS CIR | Non-lead - Copper | On site inspection only | Non-lead - Copper | No | On site inspection only | Single family | [9 empty] | Non-Lead
| 1367 ASTOR WAY | Non-lead - Copper | On site inspection only | Non-lead - Copper | No | On site inspection only | Single family | [9 empty] | Non-Lead
| 2386 MILLER FARM RD | Non-lead - Copper | On site inspection only | Non-lead - Copper | No | On site inspection only | Single family | [9 empty] | Non-Lead
| 701 OREGON WAY | Non-lead - Copper | On site inspection only | Non-lead - Copper | No | On site inspection only | Single family | [9 empty] | Non-Lead
| 882 N SECOND ST | Non-lead - Copper | On site inspection only | Non-lead - Copper | No | On site inspection only | Single family | [9 empty] | Non-Lead
| 173 MCLAUGHLIN DR | Non-lead - Copper | On site inspection only | Non-lead - Copper | No | On site inspection only | Single family | [9 empty] | Non-Lead
| 2015 SALLAL RD | Non-lead - Copper | On site inspection only | Non-lead - Copper | No | On site inspection only | Single family | [9 empty] | Non-Lead
| 2256 UMPQUA RD | Non-lead - Copper | On site inspection only | Non-lead - Copper | No | On site inspection only | Single family | [9 empty] | Non-Lead
| 254 W CLACKAMAS CIR | Non-lead - Copper | On site inspection only | Non-lead - Copper | No | On site inspection only | Single family | [9 empty] | Non-Lead
| 1445 PARK AVE | Non-lead - Copper | On site inspection only | Non-lead - Copper | No | On site inspection only | Single family | [9 empty] | Non-Lead
| 2016 CAMELLIA WAY | Non-lead - Copper | On site inspection only | Non-lead - Copper | No | On site inspection only | Single family | [9 empty] | Non-Lead
| 275 THIRD ST | Non-lead - Copper | On site inspection only | Non-lead - Copper | No | On site inspection only | Single family | [9 empty] | Non-Lead
| 2270 COUNTRY CLUB TER | Non-lead - Copper | On site inspection only | Non-lead - Copper | No | On site inspection only | Single family | [9 empty] | Non-Lead
| 480 BRADLEY ST | Non-lead - Copper | On site inspection only | Non-lead - Copper | No | On site inspection only | Single family | [9 empty] | Non-Lead
| 612 N CASCADE DR #46 | Non-lead - Copper | On site inspection only | Galvanized (Iron or Steel) | No | On site inspection only | Single family | [9 empty] | Non-Lead
| 1870 SMITH DR | Non-lead - Copper | On site inspection only | Non-lead - Plastic | No | On site inspection only | Single family | [9 empty] | Non-Lead
| 1096 DEER RUN | Non-lead - Copper | On site inspection only | Non-lead - Copper | No | On site inspection only | Single family | [9 empty] | Non-Lead
| 597 WOODLAND AVE | Non-lead - Copper | On site inspection only | Non-lead - Copper | No | On site inspection only | Single family | [9 empty] | Non-Lead
| 387 KILLIAN SPRING DR | Non-lead - Copper | On site inspection only | Non-lead - Plastic | No | On site inspection only | Single family | [9 empty] | Non-Lead
| 456 MONTGOMERY ST | Non-lead - Copper | On site inspection only | Non-lead - Copper | No | On site inspection only | Single family | [9 empty] | Non-Lead
| 1222 MAYANNA DR | Non-lead - Copper | On site inspection only | Non-lead - Copper | No | On site inspection only | Single family | [9 empty] | Non-Lead
| 359 E LINCOLN ST | Non-lead - Copper | On site inspection only | Non-lead - Copper | No | On site inspection only | Single family | [9 empty] | Non-Lead
| 508 PARADISE ST | Non-lead - Copper | On site inspection only | Non-lead - Copper | No | On site inspection only | Single family | [9 empty] | Non-Lead
| 1228 DEL SOL CT | Non-lead - Copper | On site inspection only | Non-lead - Copper | No | On site inspection only | Single family | [9 empty] | Non-Lead
| 489 DOUD ST | Non-lead - Copper | On site inspection only | Non-lead - Copper | No | On site inspection only | Single family | [9 empty] | Non-Lead
| 356 E LINCOLN ST | Non-lead - Copper | On site inspection only | Non-lead - Copper | No | On site inspection only | Single family | [9 empty] | Non-Lead
| 400 COMSTOCK AVE | Non-lead - Copper | On site inspection only | Non-lead - Copper | No | On site inspection only | Single family | [9 empty] | Non-Lead
| 2145 COUNTRY CLUB CT | Non-lead - Copper | On site inspection only | Non-lead - Copper | No | On site inspection only | Single family | [9 empty] | Non-Lead
| 1830 THOMPSON RD | Non-lead - Copper | On site inspection only | Non-lead - Copper | No | On site inspection only | Single family | [9 empty] | Non-Lead
| 2038 SMITH DR | Non-lead - Copper | On site inspection only | Non-lead - Plastic | No | On site inspection only | Single family | [9 empty] | Non-Lead
| 1235 KOTKA ST | Non-lead - Copper | On site inspection only | Non-lead - Copper | No | On site inspection only | Single family | [9 empty] | Non-Lead
| 3497 LINDA ST | Non-lead - Copper | On site inspection only | Non-lead - Copper | No | On site inspection only | Single family | [9 empty] | Non-Lead
| 1227 JACOB ST | Non-lead - Copper | On site inspection only | Non-lead - Copper | No | On site inspection only | Single family | [9 empty] | Non-Lead
| 722 W LINCOLN ST | Non-lead - Copper | On site inspection only | Non-lead - Copper | No | On site inspection only | Single family | [9 empty] | Non-Lead
| 269 CEDAR AVE | Non-lead - Copper | On site inspection only | Non-lead - Copper | No | On site inspection only | Single family | [9 empty] | Non-Lead
| 865 STARK ST | Non-lead - Copper | On site inspection only | Non-lead - Copper | No | On site inspection only | Single family | [9 empty] | Non-Lead
| 292 BAYLOR DR | Non-lead - Copper | On site inspection only | Non-lead - Copper | No | On site inspection only | Single family | [9 empty] | Non-Lead
| 1125 ORCHARD LN | Non-lead - Copper | On site inspection only | Non-lead - Copper | No | On site inspection only | Single family | [9 empty] | Non-Lead
| 1228 KENNEDY ST | Non-lead - Copper | On site inspection only | Non-lead - Copper | No | On site inspection only | Single family | [9 empty] | Non-Lead
| 11854 NE CHATEAU DR | Non-lead - Copper | On site inspection only | Galvanized (Iron or Steel) | No | On site inspection only | Single family | [9 empty] | Non-Lead
| 915 LUBA ST | Non-lead - Copper | On site inspection only | Non-lead - Copper | No | On site inspection only | Single family | [9 empty] | Non-Lead
| 700 HERMANSON ST | Non-lead - Copper | On site inspection only | Non-lead - Copper | No | On site inspection only | Single family | [9 empty] | Non-Lead
| 1810 KILLIAN SPRING DR | Non-lead - Copper | On site inspection only | Non-lead - Plastic | No | On site inspection only | Single family | [9 empty] | Non-Lead
| 441 BARLEY ST | Non-lead - Copper | On site inspection only | Non-lead - Plastic | No | On site inspection only | Single family | [9 empty] | Non-Lead
| 2269 LIVESAY LN | Non-lead - Copper | On site inspection only | Non-lead - Copper | No | On site inspection only | Single family | [9 empty] | Non-Lead
| 1361 SUNFLOWER ST | Non-lead - Copper | On site inspection only | Non-lead - Plastic | No | On site inspection only | Single family | [9 empty] | Non-Lead
| 567 LEASURE ST | Non-lead - Copper | On site inspection only | Non-lead - Plastic | No | On site inspection only | Single family | [9 empty] | Non-Lead
| 697 WILLOW AVE | Non-lead - Copper | On site inspection only | Non-lead - Copper | No | On site inspection only | Single family | [9 empty] | Non-Lead
| 374 WILLOW AVE | Non-lead - Copper | On site inspection only | Non-lead - Copper | No | On site inspection only | Single family | [9 empty] | Non-Lead
| 202 CEDAR AVE | Non-lead - Copper | On site inspection only | Non-lead - Copper | No | On site inspection only | Single family | [9 empty] | Non-Lead
| 2860 CHAMPIONSHIP DR | Non-lead - Copper | On site inspection only | Non-lead - Copper | No | On site inspection only | Single family | [9 empty] | Non-Lead
| 1059 N FIRST ST | Non-lead - Copper | On site inspection only | Non-lead - Copper | No | On site inspection only | Single family | [9 empty] | Non-Lead
| 2443 MERIDIAN DR | Non-lead - Copper | On site inspection only | Non-lead - Copper | No | On site inspection only | Single family | [9 empty] | Non-Lead
| 1941 HARDCASTLE AVE | Non-lead - Copper | On site inspection only | Non-lead - Copper | No | On site inspection only | Single family | [9 empty] | Non-Lead
| 1235 GREENVIEW DR | Non-lead - Copper | On site inspection only | Non-lead - Copper | No | On site inspection only | Single family | [9 empty] | Non-Lead
| 1106 THIRD ST | Non-lead - Copper | On site inspection only | Non-lead - Copper | No | On site inspection only | Single family | [9 empty] | Non-Lead
| 1496 SALLAL RD | Non-lead - Copper | On site inspection only | Non-lead - Copper | No | On site inspection only | Single family | [9 empty] | Non-Lead
| 612 N CASCADE DR #28 | Non-lead - Copper | On site inspection only | Galvanized (Iron or Steel) | No | On site inspection only | Single family | [9 empty] | Non-Lead
| 1243 PRINCETON RD | Non-lead - Copper | On site inspection only | Non-lead - Copper | No | On site inspection only | Single family | [9 empty] | Non-Lead
| 1375 MULBERRY DR | Non-lead - Copper | On site inspection only | Non-lead - Copper | No | On site inspection only | Single family | [9 empty] | Non-Lead
| 775 BLAINE ST | Non-lead - Copper | On site inspection only | Non-lead - Copper | No | On site inspection only | Single family | [9 empty] | Non-Lead
| 529 TURNBERRY AVE | Non-lead - Copper | On site inspection only | Non-lead - Copper | No | On site inspection only | Single family | [9 empty] | Non-Lead
| 1387 GARDEN WAY | Non-lead - Copper | On site inspection only | Non-lead - Copper | No | On site inspection only | Single family | [9 empty] | Non-Lead
| 1511 TEN OAKS LN | Non-lead - Copper | On site inspection only | Non-lead - Copper | No | On site inspection only | Single family | [9 empty] | Non-Lead
| 1444 JUNE WAY | Non-lead - Copper | On site inspection only | Non-lead - Copper | No | On site inspection only | Single family | [9 empty] | Non-Lead
| 1385 INDEPENDENCE AVE | Non-lead - Copper | On site inspection only | Non-lead - Copper | No | On site inspection only | Single family | [9 empty] | Non-Lead
| 914 CAHILL WAY | Non-lead - Copper | On site inspection only | Non-lead - Copper | No | On site inspection only | Single family | [9 empty] | Non-Lead
| 2309 MILLER FARM RD | Non-lead - Copper | On site inspection only | Non-lead - Copper | No | On site inspection only | Single family | [9 empty] | Non-Lead
| 892 OREGON WAY | Non-lead - Copper | On site inspection only | Non-lead - Copper | No | On site inspection only | Single family | [9 empty] | Non-Lead
| 495 IRONWOOD TER | Non-lead - Copper | On site inspection only | Non-lead - Copper | No | On site inspection only | Single family | [9 empty] | Non-Lead
| 1459 SALLAL RD | Non-lead - Copper | On site inspection only | Non-lead - Copper | No | On site inspection only | Single family | [9 empty] | Non-Lead
| 1207 N FIRST ST | Non-lead - Copper | On site inspection only | Non-lead - Copper | No | On site inspection only | Single family | [9 empty] | Non-Lead
| 1157 PARK CIR | Non-lead - Copper | On site inspection only | Non-lead - Copper | No | On site inspection only | Single family | [9 empty] | Non-Lead
| 980 CHURCH ST | Non-lead - Copper | On site inspection only | Non-lead - Copper | No | On site inspection only | Single family | [9 empty] | Non-Lead
| 2590 BROADMORE PL | Non-lead - Copper | On site inspection only | Non-lead - Copper | No | On site inspection only | Single family | [9 empty] | Non-Lead
| 153 BRADLEY ST | Non-lead - Copper | On site inspection only | Non-lead - Copper | No | On site inspection only | Single family | [9 empty] | Non-Lead
| 1227 W LINCOLN ST | Non-lead - Copper | On site inspection only | Non-lead - Copper | No | On site inspection only | Single family | [9 empty] | Non-Lead
| 1400 TIERRA LYNN DR | Non-lead - Copper | On site inspection only | Non-lead - Copper | No | On site inspection only | Single family | [9 empty] | Non-Lead
| 811 BEN BROWN LN | Non-lead - Copper | On site inspection only | Non-lead - Plastic | No | On site inspection only | Single family | [9 empty] | Non-Lead
| 1112 PARK CIR | Non-lead - Copper | On site inspection only | Non-lead - Copper | No | On site inspection only | Single family | [9 empty] | Non-Lead
| 1050 TIERRA LYNN DR | Non-lead - Copper | On site inspection only | Non-lead - Copper | No | On site inspection only | Single family | [9 empty] | Non-Lead
| 1545 TOMLIN AVE | Non-lead - Copper | On site inspection only | Non-lead - Copper | No | On site inspection only | Single family | [9 empty] | Non-Lead
| 1460 DAHLIA ST | Non-lead - Copper | On site inspection only | Non-lead - Plastic | No | On site inspection only | Single family | [9 empty] | Non-Lead
| 1470 ALEXANDRA AVE | Non-lead - Copper | On site inspection only | Non-lead - Copper | No | On site inspection only | Single family | [9 empty] | Non-Lead
| 572 BARLEY ST | Non-lead - Copper | On site inspection only | Non-lead - Plastic | No | On site inspection only | Single family | [9 empty] | Non-Lead
| 314 OAK ST | Non-lead - Copper | On site inspection only | Non-lead - Copper | No | On site inspection only | Single family | [9 empty] | Non-Lead
| 389 W HAYES ST | Non-lead - Copper | On site inspection only | Non-lead - Copper | No | On site inspection only | Single family | [9 empty] | Non-Lead
| 1275 COOLEY RD | Non-lead - Copper | On site inspection only | Non-lead - Copper | No | On site inspection only | Single family | [9 empty] | Non-Lead
| 1613 KING WAY | Non-lead - Copper | On site inspection only | Non-lead - Copper | No | On site inspection only | Single family | [9 empty] | Non-Lead
| 901 N FIRST ST | Non-lead - Copper | On site inspection only | Non-lead - Copper | No | On site inspection only | Single family | [9 empty] | Non-Lead
| 502 COZY WAY | Non-lead - Copper | On site inspection only | Non-lead - Plastic | No | On site inspection only | Single family | [9 empty] | Non-Lead
| 1710 WOODLAND AVE | Non-lead - Copper | On site inspection only | Non-lead - Copper | No | On site inspection only | Single family | [9 empty] | Non-Lead
| 3200 MYRTLE ST | Non-lead - Copper | On site inspection only | Non-lead - Copper | No | On site inspection only | Single family | [9 empty] | Non-Lead
| 971 GATCH ST | Non-lead - Copper | On site inspection only | Non-lead - Copper | No | On site inspection only | Single family | [9 empty] | Non-Lead
| 1375 UMPQUA RD | Non-lead - Copper | On site inspection only | Non-lead - Copper | No | On site inspection only | Single family | [9 empty] | Non-Lead
| 389 E LINCOLN ST | Non-lead - Copper | On site inspection only | Non-lead - Copper | No | On site inspection only | Single family | [9 empty] | Non-Lead
| 1222 PARK AVE | Non-lead - Copper | On site inspection only | Non-lead - Copper | No | On site inspection only | Single family | [9 empty] | Non-Lead
| 570 SMITH DR | Non-lead - Copper | On site inspection only | Non-lead - Copper | No | On site inspection only | Single family | [9 empty] | Non-Lead
| 587 HARDCASTLE AVE | Non-lead - Copper | On site inspection only | Non-lead - Copper | No | On site inspection only | Single family | [9 empty] | Non-Lead
| 1130 PRINCETON RD | Non-lead - Copper | On site inspection only | Non-lead - Copper | No | On site inspection only | Single family | [9 empty] | Non-Lead
| 578 W HAYES ST | Non-lead - Copper | On site inspection only | Non-lead - Copper | No | On site inspection only | Single family | [9 empty] | Non-Lead
| 1146 EAGLE DR | Non-lead - Copper | On site inspection only | Non-lead - Copper | No | On site inspection only | Single family | [9 empty] | Non-Lead
| 3108 OXFORD ST | Non-lead - Copper | On site inspection only | Non-lead - Plastic | No | On site inspection only | Single family | [9 empty] | Non-Lead
| 2615 HAZELNUT DR | Non-lead - Copper | On site inspection only | Non-lead - Copper | No | On site inspection only | Single family | [9 empty] | Non-Lead
| 1025 THIRD ST | Non-lead - Copper | On site inspection only | Non-lead - Copper | No | On site inspection only | Single family | [9 empty] | Non-Lead
| 2830 BOGIE CT | Non-lead - Copper | On site inspection only | Non-lead - Copper | No | On site inspection only | Single family | [9 empty] | Non-Lead
| 1510 W LINCOLN ST | Non-lead - Copper | On site inspection only | Non-lead - Copper | No | On site inspection only | Single family | [9 empty] | Non-Lead
| 1282 GREENVIEW DR | Non-lead - Copper | On site inspection only | Non-lead - Copper | No | On site inspection only | Single family | [9 empty] | Non-Lead
| 611 THIRD ST | Non-lead - Copper | On site inspection only | Non-lead - Copper | No | On site inspection only | Single family | [9 empty] | Non-Lead
| 190 BAYLOR DR | Non-lead - Copper | On site inspection only | Non-lead - Copper | No | On site inspection only | Single family | [9 empty] | Non-Lead
| 1621 GRANITE ST | Non-lead - Copper | On site inspection only | Non-lead - Plastic | No | On site inspection only | Single family | [9 empty] | Non-Lead
| 3145 SENECAL CREEK DR | Non-lead - Copper | On site inspection only | Non-lead - Copper | No | On site inspection only | Single family | [9 empty] | Non-Lead
| 465 S FRONT ST | Non-lead - Copper | On site inspection only | Non-lead - Copper | No | On site inspection only | Single family | [9 empty] | Non-Lead
| 1723 PRINCETON RD | Non-lead - Copper | On site inspection only | Non-lead - Copper | No | On site inspection only | Single family | [9 empty] | Non-Lead
| 765 S PACIFIC HWY #2 | Non-lead - Copper | On site inspection only | Galvanized (Iron or Steel) | No | On site inspection only | Single family | [9 empty] | Non-Lead
| 3203 REED AVE | Non-lead - Copper | On site inspection only | Non-lead - Copper | No | On site inspection only | Single family | [9 empty] | Non-Lead
| 1460 UMPQUA RD | Non-lead - Copper | On site inspection only | Non-lead - Copper | No | On site inspection only | Single family | [9 empty] | Non-Lead
| 1149 PARK CIR | Non-lead - Copper | On site inspection only | Non-lead - Copper | No | On site inspection only | Single family | [9 empty] | Non-Lead
| 3683 SWEETWATER AVE | Non-lead - Copper | On site inspection only | Non-lead - Plastic | No | On site inspection only | Single family | [9 empty] | Non-Lead
| 1165 PARK CIR | Non-lead - Copper | On site inspection only | Non-lead - Copper | No | On site inspection only | Single family | [9 empty] | Non-Lead
| 1235 EAGLE DR | Non-lead - Copper | On site inspection only | Non-lead - Copper | No | On site inspection only | Single family | [9 empty] | Non-Lead
| 1496 DAYLILY ST | Non-lead - Copper | On site inspection only | Non-lead - Plastic | No | On site inspection only | Single family | [9 empty] | Non-Lead
| 3132 OXFORD ST | Non-lead - Copper | On site inspection only | Non-lead - Copper | No | On site inspection only | Single family | [9 empty] | Non-Lead
| 375 HARVARD DR | Non-lead - Copper | Records only | Non-lead - Plastic | No | Records only | Single family | [9 empty] | Non-Lead
| 734 NORTH CT | Non-lead - Copper | On site inspection only | Non-lead - Copper | No | On site inspection only | Single family | [9 empty] | Non-Lead
| 3015 REED AVE | Non-lead - Copper | On site inspection only | Non-lead - Copper | No | On site inspection only | Single family | [9 empty] | Non-Lead
| 777 N FIRST ST | Non-lead - Copper | On site inspection only | Non-lead - Copper | No | On site inspection only | Single family | [9 empty] | Non-Lead
| 335 STARK CT | Non-lead - Copper | On site inspection only | Non-lead - Copper | No | On site inspection only | Single family | [9 empty] | Non-Lead
| 791 S SETTLEMIER AVE | Non-lead - Copper | On site inspection only | Non-lead - Copper | No | On site inspection only | Single family | [9 empty] | Non-Lead
| 1155 ORCHARD LN | Non-lead - Copper | On site inspection only | Non-lead - Copper | No | On site inspection only | Single family | [9 empty] | Non-Lead
| 855 N FIRST ST | Non-lead - Copper | On site inspection only | Non-lead - Copper | No | On site inspection only | Single family | [9 empty] | Non-Lead
| 1516 AZTEC DR | Non-lead - Copper | On site inspection only | Non-lead - Copper | No | On site inspection only | Single family | [9 empty] | Non-Lead
| 3141 SENECAL CREEK DR | Non-lead - Copper | On site inspection only | Non-lead - Copper | No | On site inspection only | Single family | [9 empty] | Non-Lead
| 3401 SWEETWATER AVE | Non-lead - Copper | On site inspection only | Non-lead - Plastic | No | On site inspection only | Single family | [9 empty] | Non-Lead
| 2074 SMITH DR | Non-lead - Copper | On site inspection only | Non-lead - Plastic | No | On site inspection only | Single family | [9 empty] | Non-Lead
| 563 IRONWOOD TER | Non-lead - Copper | On site inspection only | Non-lead - Copper | No | On site inspection only | Single family | [9 empty] | Non-Lead
| 120 HAZELNUT DR | Non-lead - Copper | On site inspection only | Non-lead - Copper | No | On site inspection only | Single family | [9 empty] | Non-Lead
| 335 A CT | Non-lead - Copper | On site inspection only | Non-lead - Copper | No | On site inspection only | Single family | [9 empty] | Non-Lead
| 1032 N SECOND ST | Non-lead - Copper | On site inspection only | Non-lead - Copper | No | On site inspection only | Single family | [9 empty] | Non-Lead
| 3277 MCNAUGHT ST | Non-lead - Copper | On site inspection only | Non-lead - Copper | No | On site inspection only | Single family | [9 empty] | Non-Lead
| 895 E LINCOLN ST C | Non-lead - Copper | On site inspection only | Non-lead - Copper | No | On site inspection only | Single family | [9 empty] | Non-Lead
| 1110 E CLEVELAND ST | Non-lead - Copper | On site inspection only | Non-lead - Copper | No | On site inspection only | Single family | [9 empty] | Non-Lead
| 2379 HALTER DR | Non-lead - Copper | On site inspection only | Non-lead - Plastic | No | On site inspection only | Single family | [9 empty] | Non-Lead
| 2295 LIVESAY LN | Non-lead - Copper | On site inspection only | Non-lead - Plastic | No | On site inspection only | Single family | [9 empty] | Non-Lead
| 1999 KILLIAN SPRING DR | Non-lead - Copper | On site inspection only | Non-lead - Plastic | No | On site inspection only | Single family | [9 empty] | Non-Lead
| 274 S SETTLEMIER AVE | Non-lead - Copper | On site inspection only | Non-lead - Copper | No | On site inspection only | Single family | [9 empty] | Non-Lead
| 1255 W HAYES ST | Non-lead - Copper | On site inspection only | Galvanized (Iron or Steel) | No | On site inspection only | Single family | [9 empty] | Non-Lead
| 1380 SUNFLOWER ST | Non-lead - Copper | On site inspection only | Non-lead - Plastic | No | On site inspection only | Single family | [9 empty] | Non-Lead
| 1315 GARDEN WAY | Non-lead - Copper | On site inspection only | Non-lead - Copper | No | On site inspection only | Single family | [9 empty] | Non-Lead
| 460 OATS ST | Non-lead - Copper | On site inspection only | Non-lead - Plastic | No | On site inspection only | Single family | [9 empty] | Non-Lead
| 514 WARREN WAY | Non-lead - Copper | On site inspection only | Non-lead - Copper | No | On site inspection only | Single family | [9 empty] | Non-Lead
| 2044 ASTOR WAY | Non-lead - Copper | On site inspection only | Non-lead - Copper | No | On site inspection only | Single family | [9 empty] | Non-Lead
| 1480 SUNFLOWER ST | Non-lead - Copper | On site inspection only | Non-lead - Plastic | No | On site inspection only | Single family | [9 empty] | Non-Lead
| 1481 ASTOR WAY | Non-lead - Copper | On site inspection only | Non-lead - Copper | No | On site inspection only | Single family | [9 empty] | Non-Lead
| 955 CAHILL WAY | Non-lead - Copper | On site inspection only | Galvanized (Iron or Steel) | No | On site inspection only | Single family | [9 empty] | Non-Lead
| 2243 W HAYES ST | Non-lead - Copper | On site inspection only | Non-lead - Copper | No | On site inspection only | Single family | [9 empty] | Non-Lead
| 1985 HEATHER WAY | Non-lead - Copper | On site inspection only | Non-lead - Copper | No | On site inspection only | Single family | [9 empty] | Non-Lead
| 1840 JANSEN WAY | Non-lead - Copper | On site inspection only | Non-lead - Copper | No | On site inspection only | Single family | [9 empty] | Non-Lead
| 1317 GARFIELD ST | Non-lead - Copper | On site inspection only | Non-lead - Copper | No | On site inspection only | Single family | [9 empty] | Non-Lead
| 2165 LILAC WAY | Non-lead - Copper | On site inspection only | Non-lead - Copper | No | On site inspection only | Single family | [9 empty] | Non-Lead
| 485 GARFIELD ST | Non-lead - Copper | On site inspection only | Non-lead - Copper | No | On site inspection only | Single family | [9 empty] | Non-Lead
| 1510 UMPQUA RD | Non-lead - Copper | On site inspection only | Non-lead - Copper | No | On site inspection only | Single family | [9 empty] | Non-Lead
| 1386 DOGWOOD DR | Non-lead - Copper | On site inspection only | Non-lead - Copper | No | On site inspection only | Single family | [9 empty] | Non-Lead
| 1450 FOXGLOVE ST | Non-lead - Copper | On site inspection only | Non-lead - Plastic | No | On site inspection only | Single family | [9 empty] | Non-Lead
| 1190 RANDOLPH RD | Non-lead - Copper | On site inspection only | Non-lead - Copper | No | On site inspection only | Single family | [9 empty] | Non-Lead
| 668 TUKWILA DR | Non-lead - Copper | On site inspection only | Non-lead - Copper | No | On site inspection only | Single family | [9 empty] | Non-Lead
| 1074 RANDOLPH RD | Non-lead - Copper | On site inspection only | Non-lead - Copper | No | On site inspection only | Single family | [9 empty] | Non-Lead
| 425 S CASCADE DR | Non-lead - Copper | On site inspection only | Non-lead - Copper | No | On site inspection only | Single family | [9 empty] | Non-Lead
| 817 WOODLAND AVE | Non-lead - Copper | On site inspection only | Non-lead - Copper | No | On site inspection only | Single family | [9 empty] | Non-Lead
| 1887 WOODLAND AVE | Non-lead - Copper | On site inspection only | Non-lead - Copper | No | On site inspection only | Single family | [9 empty] | Non-Lead
| 612 N CASCADE DR #74 | Non-lead - Copper | On site inspection only | Galvanized (Iron or Steel) | No | On site inspection only | Single family | [9 empty] | Non-Lead
| 1048 STANFIELD RD | Non-lead - Copper | On site inspection only | Non-lead - Copper | No | On site inspection only | Single family | [9 empty] | Non-Lead
| 2384 UMPQUA RD | Non-lead - Copper | On site inspection only | Non-lead - Copper | No | On site inspection only | Single family | [9 empty] | Non-Lead
| 3156 STEVEN ST | Non-lead - Copper | On site inspection only | Non-lead - Copper | No | On site inspection only | Single family | [9 empty] | Non-Lead
| 1930 SALLAL RD | Non-lead - Copper | On site inspection only | Non-lead - Copper | No | On site inspection only | Single family | [9 empty] | Non-Lead
| 369 MCLAUGHLIN DR | Non-lead - Copper | On site inspection only | Non-lead - Copper | No | On site inspection only | Single family | [9 empty] | Non-Lead
| 1468 UMPQUA RD | Non-lead - Copper | On site inspection only | Non-lead - Copper | No | On site inspection only | Single family | [9 empty] | Non-Lead
| 400 OLIVE AVE | Non-lead - Copper | On site inspection only | Non-lead - Copper | No | On site inspection only | Single family | [9 empty] | Non-Lead
| 2835 FAIRWAY ST | Non-lead - Copper | On site inspection only | Non-lead - Copper | No | On site inspection only | Single family | [9 empty] | Non-Lead
| 567 GATCH ST | Non-lead - Copper | On site inspection only | Non-lead - Copper | No | On site inspection only | Single family | [9 empty] | Non-Lead
| 1201 QUINN RD | Non-lead - Copper | On site inspection only | Non-lead - Copper | No | On site inspection only | Single family | [9 empty] | Non-Lead
| 1229 W LINCOLN ST | Non-lead - Copper | On site inspection only | Non-lead - Copper | No | On site inspection only | Single family | [9 empty] | Non-Lead
| 612 N CASCADE DR #29 | Non-lead - Copper | On site inspection only | Galvanized (Iron or Steel) | No | On site inspection only | Single family | [9 empty] | Non-Lead
| 1570 SALLAL RD | Non-lead - Copper | On site inspection only | Non-lead - Copper | No | On site inspection only | Single family | [9 empty] | Non-Lead
| 1411 ASTOR WAY | Non-lead - Copper | On site inspection only | Non-lead - Copper | No | On site inspection only | Single family | [9 empty] | Non-Lead
| 1582 WOODLAND AVE | Non-lead - Copper | On site inspection only | Non-lead - Copper | No | On site inspection only | Single family | [9 empty] | Non-Lead
| 1151 EAGLE DR | Non-lead - Copper | On site inspection only | Non-lead - Copper | No | On site inspection only | Single family | [9 empty] | Non-Lead
| 612 N CASCADE DR #61 | Non-lead - Copper | On site inspection only | Galvanized (Iron or Steel) | No | On site inspection only | Single family | [9 empty] | Non-Lead
| 1456 COUNTRY CLUB CIR | Non-lead - Copper | On site inspection only | Non-lead - Copper | No | On site inspection only | Single family | [9 empty] | Non-Lead
| 3361 MCNAUGHT ST | Non-lead - Copper | On site inspection only | Non-lead - Copper | No | On site inspection only | Single family | [9 empty] | Non-Lead
| 1355 VANDERBECK LN | Non-lead - Copper | On site inspection only | Non-lead - Copper | No | On site inspection only | Single family | [9 empty] | Non-Lead
| 1411 JUNE WAY | Non-lead - Copper | On site inspection only | Non-lead - Copper | No | On site inspection only | Single family | [9 empty] | Non-Lead
| 1982 THOMPSON RD | Non-lead - Copper | On site inspection only | Non-lead - Copper | No | On site inspection only | Single family | [9 empty] | Non-Lead
| 1363 HAMPTON WAY | Non-lead - Copper | On site inspection only | Non-lead - Copper | No | On site inspection only | Single family | [9 empty] | Non-Lead
| 1188 BUNKER AVE | Non-lead - Copper | On site inspection only | Non-lead - Copper | No | On site inspection only | Single family | [9 empty] | Non-Lead
| 1262 ASTOR WAY | Non-lead - Copper | On site inspection only | Non-lead - Copper | No | On site inspection only | Single family | [9 empty] | Non-Lead
| 660 W CLACKAMAS CIR | Non-lead - Copper | On site inspection only | Non-lead - Copper | No | On site inspection only | Single family | [9 empty] | Non-Lead
| 3094 CAMAS ST | Non-lead - Copper | On site inspection only | Non-lead - Copper | No | On site inspection only | Single family | [9 empty] | Non-Lead
| 1090 RANDOLPH RD | Non-lead - Copper | On site inspection only | Non-lead - Copper | No | On site inspection only | Single family | [9 empty] | Non-Lead
| 612 N CASCADE DR #13 | Non-lead - Copper | On site inspection only | Galvanized (Iron or Steel) | No | On site inspection only | Single family | [9 empty] | Non-Lead
| 253 BOEAN LN | Non-lead - Copper | On site inspection only | Non-lead - Copper | No | On site inspection only | Single family | [9 empty] | Non-Lead
| 1744 SALLAL RD | Non-lead - Copper | On site inspection only | Non-lead - Copper | No | On site inspection only | Single family | [9 empty] | Non-Lead
| 1976 W SANTIAM DR | Non-lead - Copper | On site inspection only | Non-lead - Copper | No | On site inspection only | Single family | [9 empty] | Non-Lead
| 2172 LILAC WAY | Non-lead - Copper | On site inspection only | Non-lead - Copper | No | On site inspection only | Single family | [9 empty] | Non-Lead
| 1440 INDEPENDENCE AVE | Non-lead - Copper | On site inspection only | Non-lead - Copper | No | On site inspection only | Single family | [9 empty] | Non-Lead
| 2310 MILLER FARM RD | Non-lead - Copper | On site inspection only | Non-lead - Copper | No | On site inspection only | Single family | [9 empty] | Non-Lead
| 799 OREGON WAY | Non-lead - Copper | On site inspection only | Non-lead - Copper | No | On site inspection only | Single family | [9 empty] | Non-Lead
| 1220 KOTKA ST | Non-lead - Copper | On site inspection only | Non-lead - Copper | No | On site inspection only | Single family | [9 empty] | Non-Lead
| 1025 PRINCETON RD | Non-lead - Copper | On site inspection only | Non-lead - Copper | No | On site inspection only | Single family | [9 empty] | Non-Lead
| 279 HAWLEY ST | Non-lead - Copper | On site inspection only | Non-lead - Copper | No | On site inspection only | Single family | [9 empty] | Non-Lead
| 1611 VANDERBECK LN | Non-lead - Copper | On site inspection only | Non-lead - Copper | No | On site inspection only | Single family | [9 empty] | Non-Lead
| 369 CORNWELL ST | Non-lead - Copper | On site inspection only | Non-lead - Plastic | No | On site inspection only | Single family | [9 empty] | Non-Lead
| 1537 UMPQUA RD | Non-lead - Copper | On site inspection only | Non-lead - Copper | No | On site inspection only | Single family | [9 empty] | Non-Lead
| 517 TURNBERRY AVE | Non-lead - Copper | On site inspection only | Non-lead - Copper | No | On site inspection only | Single family | [9 empty] | Non-Lead
| 445 JANA AVE | Non-lead - Copper | On site inspection only | Non-lead - Copper | No | On site inspection only | Single family | [9 empty] | Non-Lead
| 2597 LEXINGTON CT | Non-lead - Copper | On site inspection only | Non-lead - Copper | No | On site inspection only | Single family | [9 empty] | Non-Lead
| 224 BROWN ST | Non-lead - Copper | On site inspection only | Non-lead - Copper | No | On site inspection only | Single family | [9 empty] | Non-Lead
| 1178 HERMANSON ST | Non-lead - Copper | On site inspection only | Non-lead - Copper | No | On site inspection only | Single family | [9 empty] | Non-Lead
| 1191 HERMANSON ST | Non-lead - Copper | On site inspection only | Non-lead - Copper | No | On site inspection only | Single family | [9 empty] | Non-Lead
| 850 CORBY ST | Non-lead - Copper | On site inspection only | Non-lead - Copper | No | On site inspection only | Single family | [9 empty] | Non-Lead
| 1088 FIFTH ST | Non-lead - Copper | On site inspection only | Non-lead - Copper | No | On site inspection only | Single family | [9 empty] | Non-Lead
| 3129 MCNAUGHT ST | Non-lead - Copper | On site inspection only | Non-lead - Copper | No | On site inspection only | Single family | [9 empty] | Non-Lead
| 1635 TIERRA LYNN DR | Non-lead - Copper | On site inspection only | Non-lead - Copper | No | On site inspection only | Single family | [9 empty] | Non-Lead
| 1427 QUINN RD | Non-lead - Copper | On site inspection only | Non-lead - Copper | No | On site inspection only | Single family | [9 empty] | Non-Lead
| 2667 CREIGHTON ST | Non-lead - Copper | On site inspection only | Non-lead - Plastic | No | On site inspection only | Single family | [9 empty] | Non-Lead
| 444 GATCH ST | Non-lead - Copper | On site inspection only | Non-lead - Copper | No | On site inspection only | Single family | [9 empty] | Non-Lead
| 300 S SETTLEMIER AVE | Non-lead - Copper | On site inspection only | Non-lead - Copper | No | On site inspection only | Single family | [9 empty] | Non-Lead
| 388 BRADLEY ST | Non-lead - Copper | On site inspection only | Non-lead - Copper | No | On site inspection only | Single family | [9 empty] | Non-Lead
| 2690 CREIGHTON ST | Non-lead - Copper | On site inspection only | Non-lead - Plastic | No | On site inspection only | Single family | [9 empty] | Non-Lead
| 1064 STANFIELD RD | Non-lead - Copper | On site inspection only | Non-lead - Copper | No | On site inspection only | Single family | [9 empty] | Non-Lead
| 2528 MILLER FARM RD | Non-lead - Copper | On site inspection only | Non-lead - Copper | No | On site inspection only | Single family | [9 empty] | Non-Lead
| 805 LEASURE ST | Non-lead - Copper | On site inspection only | Non-lead - Copper | No | On site inspection only | Single family | [9 empty] | Non-Lead
| 550 WARREN WAY | Non-lead - Copper | On site inspection only | Non-lead - Copper | No | On site inspection only | Single family | [9 empty] | Non-Lead
| 233 BROWN ST | Non-lead - Copper | On site inspection only | Non-lead - Copper | No | On site inspection only | Single family | [9 empty] | Non-Lead
| 601 BEN BROWN LN | Non-lead - Copper | On site inspection only | Non-lead - Plastic | No | On site inspection only | Single family | [9 empty] | Non-Lead
| 1051 CHURCH ST | Non-lead - Copper | On site inspection only | Non-lead - Copper | No | On site inspection only | Single family | [9 empty] | Non-Lead
| 1160 QUEEN CITY BLVD | Non-lead - Copper | On site inspection only | Non-lead - Copper | No | On site inspection only | Single family | [9 empty] | Non-Lead
| 390 OSWALD ST | Non-lead - Copper | On site inspection only | Non-lead - Copper | No | On site inspection only | Single family | [9 empty] | Non-Lead
| 768 HARRISON ST | Non-lead - Copper | On site inspection only | Non-lead - Copper | No | On site inspection only | Single family | [9 empty] | Non-Lead
| 961 DEER RUN | Non-lead - Copper | On site inspection only | Non-lead - Copper | No | On site inspection only | Single family | [9 empty] | Non-Lead
| 2673 HERSHBERGER AVE | Non-lead - Copper | On site inspection only | Non-lead - Plastic | No | On site inspection only | Single family | [9 empty] | Non-Lead
| 1475 AUDREY WAY | Non-lead - Copper | On site inspection only | Non-lead - Copper | No | On site inspection only | Single family | [9 empty] | Non-Lead
| 765 S PACIFIC HWY #32 | Non-lead - Copper | On site inspection only | Galvanized (Iron or Steel) | No | On site inspection only | Single family | [9 empty] | Non-Lead
| 2096 SMITH DR | Non-lead - Copper | On site inspection only | Non-lead - Plastic | No | On site inspection only | Single family | [9 empty] | Non-Lead
| 1490 ALEXANDRA AVE | Non-lead - Copper | On site inspection only | Non-lead - Copper | No | On site inspection only | Single family | [9 empty] | Non-Lead
| 720 BRYAN ST | Non-lead - Copper | On site inspection only | Non-lead - Copper | No | On site inspection only | Single family | [9 empty] | Non-Lead
| 2355 HALTER DR | Non-lead - Copper | On site inspection only | Non-lead - Plastic | No | On site inspection only | Single family | [9 empty] | Non-Lead
| 1492 DAHLIA ST | Non-lead - Copper | On site inspection only | Non-lead - Plastic | No | On site inspection only | Single family | [9 empty] | Non-Lead
| 1487 AUSTIN AVE | Non-lead - Copper | On site inspection only | Non-lead - Plastic | No | On site inspection only | Single family | [9 empty] | Non-Lead
| 2468 HALTER DR | Non-lead - Copper | On site inspection only | Non-lead - Plastic | No | On site inspection only | Single family | [9 empty] | Non-Lead
| 417 HARRISON ST | Non-lead - Copper | On site inspection only | Non-lead - Copper | No | On site inspection only | Single family | [9 empty] | Non-Lead
| 417 HARRISON ST | Non-lead - Copper | On site inspection only | Non-lead - Copper | No | On site inspection only | Single family | [9 empty] | Non-Lead
| 474 HARRISON ST | Non-lead - Copper | On site inspection only | Non-lead - Copper | No | On site inspection only | Single family | [9 empty] | Non-Lead
| 521 W LINCOLN ST | Non-lead - Copper | On site inspection only | Non-lead - Copper | No | On site inspection only | Single family | [9 empty] | Non-Lead
| 1560 W HAYES ST | Non-lead - Copper | On site inspection only | Non-lead - Copper | No | On site inspection only | Single family | [9 empty] | Non-Lead
| 1341 SALLAL RD | Non-lead - Copper | On site inspection only | Non-lead - Copper | No | On site inspection only | Single family | [9 empty] | Non-Lead
| 715 CORBY ST | Non-lead - Copper | On site inspection only | Non-lead - Copper | No | On site inspection only | Single family | [9 empty] | Non-Lead
| 2580 CONCORD ST | Non-lead - Copper | On site inspection only | Non-lead - Copper | No | On site inspection only | Single family | [9 empty] | Non-Lead
| 3456 SWEETWATER AVE | Non-lead - Copper | On site inspection only | Non-lead - Copper | No | On site inspection only | Single family | [9 empty] | Non-Lead
| 1315 WALTON WAY | Non-lead - Copper | On site inspection only | Non-lead - Copper | No | On site inspection only | Single family | [9 empty] | Non-Lead
| 627 N CASCADE DR | Non-lead - Copper | On site inspection only | Non-lead - Copper | No | On site inspection only | Single family | [9 empty] | Non-Lead
| 1135 BUNKER AVE | Non-lead - Copper | On site inspection only | Non-lead - Copper | No | On site inspection only | Single family | [9 empty] | Non-Lead
| 2451 TRACY LN | Non-lead - Copper | On site inspection only | Non-lead - Copper | No | On site inspection only | Single family | [9 empty] | Non-Lead
| 209 N SETTLEMIER AVE | Non-lead - Copper | On site inspection only | Non-lead - Copper | No | On site inspection only | Single family | [9 empty] | Non-Lead
| 1426 ASTOR WAY | Non-lead - Copper | On site inspection only | Non-lead - Copper | No | On site inspection only | Single family | [9 empty] | Non-Lead
| 1049 N SECOND ST | Non-lead - Copper | On site inspection only | Non-lead - Copper | No | On site inspection only | Single family | [9 empty] | Non-Lead
| 670 FILBERT ST | Non-lead - Copper | On site inspection only | Non-lead - Copper | No | On site inspection only | Single family | [9 empty] | Non-Lead
| 345 MONTGOMERY ST | Non-lead - Copper | On site inspection only | Non-lead - Copper | No | On site inspection only | Single family | [9 empty] | Non-Lead
| 2493 HALTER DR | Non-lead - Copper | On site inspection only | Non-lead - Plastic | No | On site inspection only | Single family | [9 empty] | Non-Lead
| 562 S FIRST ST | Non-lead - Copper | On site inspection only | Non-lead - Copper | No | On site inspection only | Single family | [9 empty] | Non-Lead
| 352 CORNWELL ST | Non-lead - Copper | On site inspection only | Non-lead - Plastic | No | On site inspection only | Single family | [9 empty] | Non-Lead
| 791 TUKWILA DR | Non-lead - Copper | On site inspection only | Non-lead - Copper | No | On site inspection only | Single family | [9 empty] | Non-Lead
| 1233 JACOB ST | Non-lead - Copper | On site inspection only | Non-lead - Copper | No | On site inspection only | Single family | [9 empty] | Non-Lead
| 1373 RAINIER RD | Non-lead - Copper | On site inspection only | Non-lead - Copper | No | On site inspection only | Single family | [9 empty] | Non-Lead
| 1258 GREENVIEW DR | Non-lead - Copper | On site inspection only | Non-lead - Copper | No | On site inspection only | Single family | [9 empty] | Non-Lead
| 784 GOOSE HOLLOW CT | Non-lead - Copper | On site inspection only | Non-lead - Copper | No | On site inspection only | Single family | [9 empty] | Non-Lead
| 1521 W LINCOLN ST | Non-lead - Copper | On site inspection only | Non-lead - Copper | No | On site inspection only | Single family | [9 empty] | Non-Lead
| 1330 RAINIER RD | Non-lead - Copper | On site inspection only | Non-lead - Copper | No | On site inspection only | Single family | [9 empty] | Non-Lead
| 495 WORKMAN DR | Non-lead - Copper | On site inspection only | Non-lead - Copper | No | On site inspection only | Single family | [9 empty] | Non-Lead
| 1490 COUNTRY CLUB CIR | Non-lead - Copper | On site inspection only | Non-lead - Copper | No | On site inspection only | Single family | [9 empty] | Non-Lead
| 1570 BLAINE ST | Non-lead - Copper | On site inspection only | Non-lead - Copper | No | On site inspection only | Single family | [9 empty] | Non-Lead
| 2713 CREIGHTON ST | Non-lead - Copper | On site inspection only | Non-lead - Plastic | No | On site inspection only | Single family | [9 empty] | Non-Lead
| 2787 FAIRWAY ST | Non-lead - Copper | On site inspection only | Non-lead - Copper | No | On site inspection only | Single family | [9 empty] | Non-Lead
| 2878 OLYMPIC ST | Non-lead - Copper | On site inspection only | Non-lead - Copper | No | On site inspection only | Single family | [9 empty] | Non-Lead
| 1145 COUNTRY LN | Non-lead - Copper | On site inspection only | Non-lead - Copper | No | On site inspection only | Single family | [9 empty] | Non-Lead
| 1442 GREENVIEW CT | Non-lead - Copper | On site inspection only | Non-lead - Copper | No | On site inspection only | Single family | [9 empty] | Non-Lead
| 1319 UMPQUA RD | Non-lead - Copper | On site inspection only | Non-lead - Copper | No | On site inspection only | Single family | [9 empty] | Non-Lead
| 612 N CASCADE DR #37 | Non-lead - Copper | On site inspection only | Galvanized (Iron or Steel) | No | On site inspection only | Single family | [9 empty] | Non-Lead
| 2158 COUNTRY CLUB RD | Non-lead - Copper | On site inspection only | Non-lead - Copper | No | On site inspection only | Single family | [9 empty] | Non-Lead
| 475 BROWN ST | Non-lead - Copper | On site inspection only | Non-lead - Copper | No | On site inspection only | Single family | [9 empty] | Non-Lead
| 2752 TUKWILA DR | Non-lead - Copper | On site inspection only | Non-lead - Copper | No | On site inspection only | Single family | [9 empty] | Non-Lead
| 831 HAZELNUT DR | Non-lead - Copper | On site inspection only | Non-lead - Copper | No | On site inspection only | Single family | [9 empty] | Non-Lead
| 1447 QUINN RD | Non-lead - Copper | On site inspection only | Non-lead - Copper | No | On site inspection only | Single family | [9 empty] | Non-Lead
| 1565 ASTOR WAY | Non-lead - Copper | On site inspection only | Non-lead - Copper | No | On site inspection only | Single family | [9 empty] | Non-Lead
| 511 PARADISE ST | Non-lead - Copper | On site inspection only | Non-lead - Copper | No | On site inspection only | Single family | [9 empty] | Non-Lead
| 1190 E CLEVELAND ST | Non-lead - Copper | On site inspection only | Non-lead - Copper | No | On site inspection only | Single family | [9 empty] | Non-Lead
| 797 WARREN WAY | Non-lead - Copper | On site inspection only | Non-lead - Copper | No | On site inspection only | Single family | [9 empty] | Non-Lead
| 1040 OGLE ST | Non-lead - Copper | On site inspection only | Non-lead - Copper | No | On site inspection only | Single family | [9 empty] | Non-Lead
| 1825 THOMPSON RD | Non-lead - Copper | On site inspection only | Non-lead - Copper | No | On site inspection only | Single family | [9 empty] | Non-Lead
| 477 TURNBERRY AVE | Non-lead - Copper | On site inspection only | Non-lead - Copper | No | On site inspection only | Single family | [9 empty] | Non-Lead
| 2610 N BOONES FERRY RD | Non-lead - Copper | On site inspection only | Non-lead - Copper | No | On site inspection only | Single family | [9 empty] | Non-Lead
| 496 S COLUMBIA DR | Non-lead - Copper | On site inspection only | Non-lead - Copper | No | On site inspection only | Single family | [9 empty] | Non-Lead
| 1491 UMPQUA RD | Non-lead - Copper | On site inspection only | Non-lead - Copper | No | On site inspection only | Single family | [9 empty] | Non-Lead
| 830 CHARLES CT | Non-lead - Copper | On site inspection only | Non-lead - Copper | No | On site inspection only | Single family | [9 empty] | Non-Lead
| 612 N CASCADE DR #88 | Non-lead - Copper | On site inspection only | Galvanized (Iron or Steel) | No | On site inspection only | Single family | [9 empty] | Non-Lead
| 343 CHARLES ST | Non-lead - Copper | On site inspection only | Non-lead - Copper | No | On site inspection only | Single family | [9 empty] | Non-Lead
| 657 FAIRWOOD CRES | Non-lead - Copper | On site inspection only | Non-lead - Copper | No | On site inspection only | Single family | [9 empty] | Non-Lead
| 1010 BEN BROWN LN | Non-lead - Copper | On site inspection only | Non-lead - Plastic | No | On site inspection only | Single family | [9 empty] | Non-Lead
| 2233 COUNTRY CLUB TER | Non-lead - Copper | On site inspection only | Non-lead - Copper | No | On site inspection only | Single family | [9 empty] | Non-Lead
| 1810 ASTOR WAY | Non-lead - Copper | On site inspection only | Non-lead - Copper | No | On site inspection only | Single family | [9 empty] | Non-Lead
| 1620 ASTOR WAY | Non-lead - Copper | On site inspection only | Non-lead - Copper | No | On site inspection only | Single family | [9 empty] | Non-Lead
| 1775 JANSEN WAY | Non-lead - Copper | On site inspection only | Non-lead - Copper | No | On site inspection only | Single family | [9 empty] | Non-Lead
| 615 HAWLEY ST | Non-lead - Copper | On site inspection only | Non-lead - Copper | No | On site inspection only | Single family | [9 empty] | Non-Lead
| 232 E CLACKAMAS CIR | Non-lead - Copper | On site inspection only | Non-lead - Copper | No | On site inspection only | Single family | [9 empty] | Non-Lead
| 280 E CLACKAMAS CIR | Non-lead - Copper | On site inspection only | Non-lead - Copper | No | On site inspection only | Single family | [9 empty] | Non-Lead
| 2274 OREGON CT | Non-lead - Copper | On site inspection only | Non-lead - Copper | No | On site inspection only | Single family | [9 empty] | Non-Lead
| 464 RYE ST | Non-lead - Copper | On site inspection only | Non-lead - Plastic | No | On site inspection only | Single family | [9 empty] | Non-Lead
| 342 MCLAUGHLIN DR | Non-lead - Copper | On site inspection only | Non-lead - Copper | No | On site inspection only | Single family | [9 empty] | Non-Lead
| 1378 VANDERBECK LN | Non-lead - Copper | Records only | Non-lead - Plastic | No | Records only | Single family | [9 empty] | Non-Lead
| 695 IRONWOOD TER | Non-lead - Copper | On site inspection only | Non-lead - Copper | No | On site inspection only | Single family | [9 empty] | Non-Lead
| 1227 RANDOLPH RD | Non-lead - Copper | On site inspection only | Non-lead - Copper | No | On site inspection only | Single family | [9 empty] | Non-Lead
| 1934 KING WAY | Non-lead - Copper | On site inspection only | Non-lead - Copper | No | On site inspection only | Single family | [9 empty] | Non-Lead
| 504 TUKWILA DR | Non-lead - Copper | On site inspection only | Non-lead - Copper | No | On site inspection only | Single family | [9 empty] | Non-Lead
| 1493 SALLAL RD | Non-lead - Copper | On site inspection only | Non-lead - Plastic | No | Records only | Single family | [9 empty] | Non-Lead
| 458 W HAYES ST | Non-lead - Copper | On site inspection only | Non-lead - Copper | No | On site inspection only | Single family | [9 empty] | Non-Lead
| 910 OREGON WAY | Non-lead - Copper | On site inspection only | Non-lead - Copper | No | On site inspection only | Single family | [9 empty] | Non-Lead
| 1517 AZTEC DR | Non-lead - Copper | On site inspection only | Non-lead - Copper | No | On site inspection only | Single family | [9 empty] | Non-Lead
| 2557 ROANOKE ST | Non-lead - Copper | On site inspection only | Non-lead - Copper | No | On site inspection only | Single family | [9 empty] | Non-Lead
| 1567 JAMES ST | Non-lead - Copper | On site inspection only | Non-lead - Copper | No | On site inspection only | Single family | [9 empty] | Non-Lead
| 1487 WALTON WAY | Non-lead - Copper | On site inspection only | Non-lead - Copper | No | On site inspection only | Single family | [9 empty] | Non-Lead
| 1403 COUNTRY CLUB CIR | Non-lead - Copper | On site inspection only | Non-lead - Plastic | No | Records only | Single family | [9 empty] | Non-Lead
| 1345 RANDOLPH RD | Non-lead - Copper | On site inspection only | Non-lead - Copper | No | On site inspection only | Single family | [9 empty] | Non-Lead
| 2787 HAZELNUT DR | Non-lead - Copper | On site inspection only | Non-lead - Copper | No | On site inspection only | Single family | [9 empty] | Non-Lead
| 1163 STANFIELD RD | Non-lead - Copper | On site inspection only | Non-lead - Copper | No | On site inspection only | Single family | [9 empty] | Non-Lead
| 2578 CONCORD ST | Non-lead - Copper | On site inspection only | Non-lead - Copper | No | On site inspection only | Single family | [9 empty] | Non-Lead
| 1483 COOLEY CT | Non-lead - Copper | On site inspection only | Non-lead - Copper | No | On site inspection only | Single family | [9 empty] | Non-Lead
| 1447 SUNFLOWER ST | Non-lead - Copper | On site inspection only | Non-lead - Plastic | No | On site inspection only | Single family | [9 empty] | Non-Lead
| 564 HALL ST | Non-lead - Copper | On site inspection only | Non-lead - Copper | No | On site inspection only | Single family | [9 empty] | Non-Lead
| 1944 MCCALLUM LN | Non-lead - Copper | Both records and inspection | Non-lead - Plastic | No | On site inspection only | Single family | [9 empty] | Non-Lead
| 1880 WOODLAND AVE | Non-lead - Copper | On site inspection only | Non-lead - Copper | No | On site inspection only | Single family | [9 empty] | Non-Lead
| 2601 HALTER DR | Non-lead - Copper | On site inspection only | Non-lead - Plastic | No | On site inspection only | Single family | [9 empty] | Non-Lead
| 880 HIGH ST | Non-lead - Copper | On site inspection only | Non-lead - Copper | No | On site inspection only | Single family | [9 empty] | Non-Lead
| 885 MCKINLEY ST | Non-lead - Copper | On site inspection only | Non-lead - Copper | No | On site inspection only | Single family | [9 empty] | Non-Lead
| 203 PALM AVE | Non-lead - Copper | On site inspection only | Non-lead - Copper | No | On site inspection only | Single family | [9 empty] | Non-Lead
| 1810 SMITH DR | Non-lead - Copper | On site inspection only | Non-lead - Plastic | No | On site inspection only | Single family | [9 empty] | Non-Lead
| 1454 GREENVIEW CT | Non-lead - Copper | On site inspection only | Non-lead - Copper | No | On site inspection only | Single family | [9 empty] | Non-Lead
| 3360 MCNAUGHT ST | Non-lead - Copper | On site inspection only | Non-lead - Copper | No | On site inspection only | Single family | [9 empty] | Non-Lead
| 194 E LINCOLN ST | Non-lead - Copper | On site inspection only | Non-lead - Copper | No | On site inspection only | Single family | [9 empty] | Non-Lead
| 683 IRONWOOD TER | Non-lead - Copper | On site inspection only | Non-lead - Copper | No | On site inspection only | Single family | [9 empty] | Non-Lead
| 1547 NEWPORT WAY | Non-lead - Copper | On site inspection only | Non-lead - Copper | No | On site inspection only | Single family | [9 empty] | Non-Lead
| 569 OATS ST | Non-lead - Copper | On site inspection only | Non-lead - Plastic | No | On site inspection only | Single family | [9 empty] | Non-Lead
| 1438 RAINIER RD | Non-lead - Copper | On site inspection only | Non-lead - Copper | No | On site inspection only | Single family | [9 empty] | Non-Lead
| 2548 ROANOKE ST | Non-lead - Copper | On site inspection only | Non-lead - Copper | No | On site inspection only | Single family | [9 empty] | Non-Lead
| 2200 COUNTRY CLUB TER | Non-lead - Copper | On site inspection only | Non-lead - Copper | No | On site inspection only | Single family | [9 empty] | Non-Lead
| 1535 SILVERTON RD | Non-lead - Copper | On site inspection only | Galvanized (Iron or Steel) | No | On site inspection only | Single family | [9 empty] | Non-Lead
| 2595 JAMESTOWN ST | Non-lead - Copper | On site inspection only | Non-lead - Copper | No | On site inspection only | Single family | [9 empty] | Non-Lead
| 174 CEDAR AVE | Non-lead - Copper | On site inspection only | Non-lead - Copper | No | On site inspection only | Single family | [9 empty] | Non-Lead
| 1323 SALLAL RD | Non-lead - Copper | On site inspection only | Non-lead - Copper | No | On site inspection only | Single family | [9 empty] | Non-Lead
| 950 N SECOND ST | Non-lead - Copper | On site inspection only | Non-lead - Copper | No | On site inspection only | Single family | [9 empty] | Non-Lead
| 2594 LEXINGTON CT | Non-lead - Copper | On site inspection only | Non-lead - Copper | No | On site inspection only | Single family | [9 empty] | Non-Lead
| 1661 THOMPSON RD | Non-lead - Copper | On site inspection only | Non-lead - Copper | No | On site inspection only | Single family | [9 empty] | Non-Lead
| 194 MCLAUGHLIN DR | Non-lead - Copper | On site inspection only | Non-lead - Copper | No | On site inspection only | Single family | [9 empty] | Non-Lead
| 354 STARK ST | Non-lead - Copper | On site inspection only | Non-lead - Copper | No | On site inspection only | Single family | [9 empty] | Non-Lead
| 1625 UMPQUA RD | Non-lead - Copper | On site inspection only | Non-lead - Copper | No | On site inspection only | Single family | [9 empty] | Non-Lead
| 720 FAIRWOOD CRES | Non-lead - Copper | On site inspection only | Non-lead - Copper | No | On site inspection only | Single family | [9 empty] | Non-Lead
| 1409 FOXGLOVE ST | Non-lead - Copper | On site inspection only | Non-lead - Plastic | No | On site inspection only | Single family | [9 empty] | Non-Lead
| 133 N SECOND ST | Non-lead - Copper | On site inspection only | Non-lead - Copper | No | On site inspection only | Single family | [9 empty] | Non-Lead
| 1065 ELANA DR | Non-lead - Copper | On site inspection only | Non-lead - Copper | No | On site inspection only | Single family | [9 empty] | Non-Lead
| 956 ASTOR WAY | Non-lead - Copper | On site inspection only | Non-lead - Copper | No | On site inspection only | Single family | [9 empty] | Non-Lead
| 1115 GOOSE CREEK RD | Non-lead - Copper | On site inspection only | Non-lead - Copper | No | On site inspection only | Single family | [9 empty] | Non-Lead
| 3090 REED AVE | Non-lead - Copper | On site inspection only | Non-lead - Copper | No | On site inspection only | Single family | [9 empty] | Non-Lead
| 390 STARK ST | Non-lead - Copper | On site inspection only | Non-lead - Copper | No | On site inspection only | Single family | [9 empty] | Non-Lead
| 1983 HARDCASTLE AVE | Non-lead - Copper | On site inspection only | Non-lead - Copper | No | On site inspection only | Single family | [9 empty] | Non-Lead
| 609 W LINCOLN ST | Non-lead - Copper | On site inspection only | Non-lead - Copper | No | On site inspection only | Single family | [9 empty] | Non-Lead
| 801 FESCUE AVE | Non-lead - Copper | On site inspection only | Non-lead - Plastic | No | On site inspection only | Single family | [9 empty] | Non-Lead
| 560 BRYAN ST | Non-lead - Copper | On site inspection only | Non-lead - Copper | No | On site inspection only | Single family | [9 empty] | Non-Lead
| 2244 BEN BROWN DR | Non-lead - Copper | On site inspection only | Non-lead - Plastic | No | On site inspection only | Single family | [9 empty] | Non-Lead
| 1153 VANDERBECK RD | Non-lead - Copper | On site inspection only | Non-lead - Copper | No | On site inspection only | Single family | [9 empty] | Non-Lead
| 986 EVERGREEN RD | Non-lead - Copper | On site inspection only | Non-lead - Copper | No | On site inspection only | Single family | [9 empty] | Non-Lead
| 788 BLAINE ST | Non-lead - Copper | On site inspection only | Non-lead - Copper | No | On site inspection only | Single family | [9 empty] | Non-Lead
| 2090 W SANTIAM DR | Non-lead - Copper | On site inspection only | Non-lead - Copper | No | On site inspection only | Single family | [9 empty] | Non-Lead
| 482 OATS ST | Non-lead - Copper | On site inspection only | Non-lead - Plastic | No | On site inspection only | Single family | [9 empty] | Non-Lead
| 3009 OXFORD ST | Non-lead - Copper | On site inspection only | Non-lead - Copper | No | On site inspection only | Single family | [9 empty] | Non-Lead
| 2243 KILLIAN SPRING DR | Non-lead - Copper | On site inspection only | Non-lead - Plastic | No | On site inspection only | Single family | [9 empty] | Non-Lead
| 1019 MCKINLEY ST | Non-lead - Copper | On site inspection only | Non-lead - Copper | No | On site inspection only | Single family | [9 empty] | Non-Lead
| 961 N FRONT ST | Non-lead - Copper | On site inspection only | Non-lead - Copper | No | On site inspection only | Single family | [9 empty] | Non-Lead
| 115 SMITH DR | Non-lead - Copper | On site inspection only | Non-lead - Copper | No | On site inspection only | Single family | [9 empty] | Non-Lead
| 1335 GEORGE ST | Non-lead - Copper | On site inspection only | Non-lead - Copper | No | On site inspection only | Single family | [9 empty] | Non-Lead
| 1104 HARDCASTLE AVE | Non-lead - Copper | On site inspection only | Non-lead - Plastic | No | Records only | Single family | [9 empty] | Non-Lead
| 1155 GREENVIEW DR | Non-lead - Copper | On site inspection only | Non-lead - Copper | No | On site inspection only | Single family | [9 empty] | Non-Lead
| 593 FAIRWOOD CRES | Non-lead - Copper | On site inspection only | Non-lead - Copper | No | On site inspection only | Single family | [9 empty] | Non-Lead
| 543 DOUD ST | Non-lead - Copper | On site inspection only | Non-lead - Copper | No | On site inspection only | Single family | [9 empty] | Non-Lead
| 221 S COLUMBIA DR | Non-lead - Copper | On site inspection only | Non-lead - Copper | No | On site inspection only | Single family | [9 empty] | Non-Lead
| 468 YOUNG ST | Non-lead - Copper | On site inspection only | Non-lead - Copper | No | On site inspection only | Single family | [9 empty] | Non-Lead
| 910 THIRD ST | Non-lead - Copper | On site inspection only | Non-lead - Copper | No | On site inspection only | Single family | [9 empty] | Non-Lead
| 3290 MYRTLE ST | Non-lead - Copper | On site inspection only | Non-lead - Copper | No | On site inspection only | Single family | [9 empty] | Non-Lead
| 411 BROADWAY ST | Non-lead - Copper | On site inspection only | Non-lead - Copper | No | On site inspection only | Single family | [9 empty] | Non-Lead
| 1336 DAYLILY ST | Non-lead - Copper | On site inspection only | Non-lead - Plastic | No | On site inspection only | Single family | [9 empty] | Non-Lead
| 630 ELM ST | Non-lead - Copper | On site inspection only | Non-lead - Copper | No | On site inspection only | Single family | [9 empty] | Non-Lead
| 1236 QUINN RD | Non-lead - Copper | On site inspection only | Non-lead - Copper | No | On site inspection only | Single family | [9 empty] | Non-Lead
| 2811 FAIRWAY ST | Non-lead - Copper | On site inspection only | Non-lead - Copper | No | On site inspection only | Single family | [9 empty] | Non-Lead
| 1692 PRINCETON RD | Non-lead - Copper | On site inspection only | Non-lead - Copper | No | On site inspection only | Single family | [9 empty] | Non-Lead
| 1485 TOMLIN AVE | Non-lead - Copper | On site inspection only | Non-lead - Copper | No | On site inspection only | Single family | [9 empty] | Non-Lead
| 2725 HAZELNUT DR | Non-lead - Copper | On site inspection only | Non-lead - Copper | No | On site inspection only | Single family | [9 empty] | Non-Lead
| 1865 SALLAL RD | Non-lead - Copper | On site inspection only | Non-lead - Copper | No | On site inspection only | Single family | [9 empty] | Non-Lead
| 2637 HAZELNUT DR | Non-lead - Copper | On site inspection only | Non-lead - Copper | No | On site inspection only | Single family | [9 empty] | Non-Lead
| 612 N CASCADE DR #47 | Non-lead - Copper | On site inspection only | Galvanized (Iron or Steel) | No | On site inspection only | Single family | [9 empty] | Non-Lead
| 612 N CASCADE DR #79 | Non-lead - Copper | On site inspection only | Galvanized (Iron or Steel) | No | On site inspection only | Single family | [9 empty] | Non-Lead
| 1591 COUNTRY CLUB CIR | Non-lead - Copper | On site inspection only | Non-lead - Copper | No | On site inspection only | Single family | [9 empty] | Non-Lead
| 1526 SALLAL RD | Non-lead - Copper | On site inspection only | Non-lead - Copper | No | On site inspection only | Single family | [9 empty] | Non-Lead
| 1680 THOMPSON RD | Non-lead - Copper | On site inspection only | Non-lead - Copper | No | On site inspection only | Single family | [9 empty] | Non-Lead
| 578 THIRD ST | Non-lead - Copper | On site inspection only | Non-lead - Copper | No | On site inspection only | Single family | [9 empty] | Non-Lead
| 1122 STANFIELD RD | Non-lead - Copper | On site inspection only | Non-lead - Copper | No | On site inspection only | Single family | [9 empty] | Non-Lead
| 572 FIFTH ST | Non-lead - Copper | On site inspection only | Non-lead - Copper | No | On site inspection only | Single family | [9 empty] | Non-Lead
| 3393 MCNAUGHT ST | Non-lead - Copper | On site inspection only | Non-lead - Copper | No | On site inspection only | Single family | [9 empty] | Non-Lead
| 1303 VANDERBECK LN | Non-lead - Copper | On site inspection only | Non-lead - Copper | No | On site inspection only | Single family | [9 empty] | Non-Lead
| 1337 ANNA ST | Non-lead - Copper | On site inspection only | Non-lead - Copper | No | On site inspection only | Single family | [9 empty] | Non-Lead
| 1535 MERIDIAN DR | Non-lead - Copper | On site inspection only | Non-lead - Copper | No | On site inspection only | Single family | [9 empty] | Non-Lead
| 814 FAIRWOOD CRES | Non-lead - Copper | On site inspection only | Non-lead - Copper | No | On site inspection only | Single family | [9 empty] | Non-Lead
| 1581 RAINIER RD | Non-lead - Copper | On site inspection only | Non-lead - Copper | No | On site inspection only | Single family | [9 empty] | Non-Lead
| 1440 ASTOR WAY | Non-lead - Copper | On site inspection only | Non-lead - Plastic | No | Records only | Single family | [9 empty] | Non-Lead
| 1255 INDEPENDENCE AVE | Non-lead - Copper | On site inspection only | Non-lead - Copper | No | On site inspection only | Single family | [9 empty] | Non-Lead
| 1436 UMPQUA CT | Non-lead - Copper | On site inspection only | Non-lead - Copper | No | On site inspection only | Single family | [9 empty] | Non-Lead
| 1070 ASTOR WAY | Non-lead - Copper | On site inspection only | Non-lead - Copper | No | On site inspection only | Single family | [9 empty] | Non-Lead
| 1638 UMPQUA RD | Non-lead - Copper | On site inspection only | Non-lead - Copper | No | On site inspection only | Single family | [9 empty] | Non-Lead
| 2528 MERIDIAN CT | Non-lead - Copper | On site inspection only | Non-lead - Copper | No | On site inspection only | Single family | [9 empty] | Non-Lead
| 3540 MYRTLE ST | Non-lead - Copper | On site inspection only | Non-lead - Copper | No | On site inspection only | Single family | [9 empty] | Non-Lead
| 2121 SMITH DR | Non-lead - Copper | On site inspection only | Non-lead - Plastic | No | On site inspection only | Single family | [9 empty] | Non-Lead
| 1401 ASTOR WAY | Non-lead - Copper | On site inspection only | Non-lead - Copper | No | On site inspection only | Single family | [9 empty] | Non-Lead
| 1614 ECOLA WAY | Non-lead - Copper | On site inspection only | Non-lead - Copper | No | On site inspection only | Single family | [9 empty] | Non-Lead
| 1302 SUNFLOWER ST | Non-lead - Copper | On site inspection only | Non-lead - Plastic | No | On site inspection only | Single family | [9 empty] | Non-Lead
| 2451 BEN BROWN DR | Non-lead - Copper | On site inspection only | Non-lead - Plastic | No | On site inspection only | Single family | [9 empty] | Non-Lead
| 1565 RAINIER RD | Non-lead - Copper | On site inspection only | Non-lead - Copper | No | On site inspection only | Single family | [9 empty] | Non-Lead
| 845 FESCUE AVE | Non-lead - Copper | On site inspection only | Non-lead - Plastic | No | On site inspection only | Single family | [9 empty] | Non-Lead
| 2774 ROANOKE ST | Non-lead - Copper | On site inspection only | Non-lead - Copper | No | On site inspection only | Single family | [9 empty] | Non-Lead
| 719 TUKWILA DR | Non-lead - Copper | On site inspection only | Non-lead - Copper | No | On site inspection only | Single family | [9 empty] | Non-Lead
| 859 WILLOW AVE | Non-lead - Copper | On site inspection only | Non-lead - Copper | No | On site inspection only | Single family | [9 empty] | Non-Lead
| 2349 MILLER CT | Non-lead - Copper | On site inspection only | Non-lead - Copper | No | On site inspection only | Single family | [9 empty] | Non-Lead
| 2108 ASTOR WAY | Non-lead - Copper | On site inspection only | Non-lead - Copper | No | On site inspection only | Single family | [9 empty] | Non-Lead
| 1459 UMPQUA RD | Non-lead - Copper | On site inspection only | Non-lead - Copper | No | On site inspection only | Single family | [9 empty] | Non-Lead
| 509 S COLUMBIA DR | Non-lead - Copper | On site inspection only | Non-lead - Copper | No | On site inspection only | Single family | [9 empty] | Non-Lead
| 387 HARVARD DR | Non-lead - Copper | On site inspection only | Non-lead - Copper | No | On site inspection only | Single family | [9 empty] | Non-Lead
| 448 FOURTH ST | Non-lead - Copper | On site inspection only | Non-lead - Copper | No | On site inspection only | Single family | [9 empty] | Non-Lead
| 1455 COUNTRY CLUB CIR | Non-lead - Copper | On site inspection only | Non-lead - Copper | No | On site inspection only | Single family | [9 empty] | Non-Lead
| 1460 BARN ST | Non-lead - Copper | On site inspection only | Non-lead - Copper | No | On site inspection only | Single family | [9 empty] | Non-Lead
| 1425 N FRONT ST | Non-lead - Copper | On site inspection only | Non-lead - Copper | No | On site inspection only | Single family | [9 empty] | Non-Lead
| 795 CORBY ST | Non-lead - Copper | On site inspection only | Non-lead - Copper | No | On site inspection only | Single family | [9 empty] | Non-Lead
| 1394 THOMPSON RD | Non-lead - Copper | On site inspection only | Non-lead - Copper | No | On site inspection only | Single family | [9 empty] | Non-Lead
| 2592 CONCORD ST | Non-lead - Copper | On site inspection only | Non-lead - Copper | No | On site inspection only | Single family | [9 empty] | Non-Lead
| 335 JANA CT | Non-lead - Copper | On site inspection only | Non-lead - Copper | No | On site inspection only | Single family | [9 empty] | Non-Lead
| 630 OSTROM DR | Non-lead - Copper | On site inspection only | Non-lead - Plastic | No | On site inspection only | Single family | [9 empty] | Non-Lead
| 619 HARRISON ST | Non-lead - Copper | On site inspection only | Non-lead - Plastic | No | Records only | Single family | [9 empty] | Non-Lead
| 11841 NE CHATEAU DR | Non-lead - Copper | On site inspection only | Non-lead - Copper | No | On site inspection only | Single family | [9 empty] | Non-Lead
| 870 FAIRWOOD CRES | Non-lead - Copper | On site inspection only | Non-lead - Copper | No | On site inspection only | Single family | [9 empty] | Non-Lead
| 1010 MCCALLUM LN | Non-lead - Copper | On site inspection only | Non-lead - Plastic | No | On site inspection only | Single family | [9 empty] | Non-Lead
| 480 PARADISE ST | Non-lead - Copper | On site inspection only | Non-lead - Copper | No | On site inspection only | Single family | [9 empty] | Non-Lead
| 1389 VANDERBECK LN | Non-lead - Copper | On site inspection only | Non-lead - Copper | No | On site inspection only | Single family | [9 empty] | Non-Lead
| 913 FIFTH ST | Non-lead - Copper | On site inspection only | Non-lead - Copper | No | On site inspection only | Single family | [9 empty] | Non-Lead
| 1665 TIERRA LYNN DR | Non-lead - Copper | On site inspection only | Non-lead - Copper | No | On site inspection only | Single family | [9 empty] | Non-Lead
| 1045 WOODLAND AVE | Non-lead - Copper | On site inspection only | Non-lead - Copper | No | On site inspection only | Single family | [9 empty] | Non-Lead
| 345 CEDAR AVE | Non-lead - Copper | On site inspection only | Non-lead - Copper | No | On site inspection only | Single family | [9 empty] | Non-Lead
| 575 HARDCASTLE AVE | Non-lead - Copper | On site inspection only | Non-lead - Copper | No | On site inspection only | Single family | [9 empty] | Non-Lead
| 1388 RAINIER RD | Non-lead - Copper | On site inspection only | Non-lead - Copper | No | On site inspection only | Single family | [9 empty] | Non-Lead
| 712 OSTROM DR | Non-lead - Copper | On site inspection only | Non-lead - Plastic | No | On site inspection only | Single family | [9 empty] | Non-Lead
| 2008 W SANTIAM DR | Non-lead - Copper | On site inspection only | Non-lead - Copper | No | On site inspection only | Single family | [9 empty] | Non-Lead
| 1729 THOMPSON RD | Non-lead - Copper | On site inspection only | Non-lead - Copper | No | On site inspection only | Single family | [9 empty] | Non-Lead
| 1515 VANDERBECK LN | Non-lead - Copper | On site inspection only | Non-lead - Copper | No | On site inspection only | Single family | [9 empty] | Non-Lead
| 1508 TEN OAKS LN | Non-lead - Copper | On site inspection only | Non-lead - Copper | No | On site inspection only | Single family | [9 empty] | Non-Lead
| 180 S SECOND ST | Non-lead - Copper | On site inspection only | Non-lead - Copper | No | On site inspection only | Single family | [9 empty] | Non-Lead
| 2096 MCCALLUM LN | Non-lead - Copper | On site inspection only | Non-lead - Plastic | No | On site inspection only | Single family | [9 empty] | Non-Lead
| 2708 VASSER ST | Non-lead - Copper | On site inspection only | Non-lead - Copper | No | On site inspection only | Single family | [9 empty] | Non-Lead
| 1148 FOXGLOVE ST | Non-lead - Copper | On site inspection only | Non-lead - Plastic | No | On site inspection only | Single family | [9 empty] | Non-Lead
| 891 FIFTH ST | Non-lead - Copper | On site inspection only | Non-lead - Copper | No | On site inspection only | Single family | [9 empty] | Non-Lead
| 1230 KOTKA ST | Non-lead - Copper | On site inspection only | Non-lead - Copper | No | On site inspection only | Single family | [9 empty] | Non-Lead
| 1547 VANDERBECK LN | Non-lead - Copper | On site inspection only | Non-lead - Copper | No | On site inspection only | Single family | [9 empty] | Non-Lead
| 828 BEN BROWN LN | Non-lead - Copper | On site inspection only | Non-lead - Plastic | No | On site inspection only | Single family | [9 empty] | Non-Lead
| 2833 REVERE ST | Non-lead - Copper | On site inspection only | Non-lead - Copper | No | On site inspection only | Single family | [9 empty] | Non-Lead
| 377 IRONWOOD TER | Non-lead - Copper | On site inspection only | Non-lead - Copper | No | On site inspection only | Single family | [9 empty] | Non-Lead
| 2782 TUKWILA DR | Non-lead - Copper | On site inspection only | Non-lead - Copper | No | On site inspection only | Single family | [9 empty] | Non-Lead
| 502 STUBB RD | Non-lead - Copper | On site inspection only | Non-lead - Copper | No | On site inspection only | Single family | [9 empty] | Non-Lead
| 344 CORNWELL ST | Non-lead - Copper | On site inspection only | Non-lead - Plastic | No | On site inspection only | Single family | [9 empty] | Non-Lead
| 770 WARREN WAY | Non-lead - Copper | On site inspection only | Non-lead - Copper | No | On site inspection only | Single family | [9 empty] | Non-Lead
| 785 WILLOW AVE | Non-lead - Copper | On site inspection only | Non-lead - Copper | No | On site inspection only | Single family | [9 empty] | Non-Lead
| 438 TROON AVE | Non-lead - Copper | On site inspection only | Non-lead - Plastic | No | On site inspection only | Single family | [9 empty] | Non-Lead
| 2726 REVERE ST | Non-lead - Copper | On site inspection only | Non-lead - Copper | No | On site inspection only | Single family | [9 empty] | Non-Lead
| 425 BROWN ST | Non-lead - Copper | On site inspection only | Non-lead - Copper | No | On site inspection only | Single family | [9 empty] | Non-Lead
| 260 WORKMAN DR | Non-lead - Copper | On site inspection only | Non-lead - Copper | No | On site inspection only | Single family | [9 empty] | Non-Lead
| 649 N SETTLEMIER AVE | Non-lead - Copper | On site inspection only | Non-lead - Copper | No | On site inspection only | Single family | [9 empty] | Non-Lead
| 858 BEN BROWN LN | Non-lead - Copper | On site inspection only | Non-lead - Plastic | No | On site inspection only | Single family | [9 empty] | Non-Lead
| 718 NORTH CT | Non-lead - Copper | On site inspection only | Non-lead - Copper | No | On site inspection only | Single family | [9 empty] | Non-Lead
| 275 BROWN ST | Non-lead - Copper | On site inspection only | Non-lead - Copper | No | On site inspection only | Single family | [9 empty] | Non-Lead
| 2608 VASSER ST | Non-lead - Copper | On site inspection only | Non-lead - Copper | No | On site inspection only | Single family | [9 empty] | Non-Lead
| 465 WHEAT ST | Non-lead - Copper | On site inspection only | Non-lead - Plastic | No | On site inspection only | Single family | [9 empty] | Non-Lead
| 3082 JONAH PL | Non-lead - Copper | On site inspection only | Non-lead - Copper | No | On site inspection only | Single family | [9 empty] | Non-Lead
| 458 BROADWAY ST | Non-lead - Copper | On site inspection only | Non-lead - Copper | No | On site inspection only | Single family | [9 empty] | Non-Lead
| 1464 IRIS ST | Non-lead - Copper | On site inspection only | Non-lead - Plastic | No | On site inspection only | Single family | [9 empty] | Non-Lead
| 1321 FOXGLOVE ST | Non-lead - Copper | On site inspection only | Non-lead - Plastic | No | On site inspection only | Single family | [9 empty] | Non-Lead
| 415 THIRD ST | Non-lead - Copper | On site inspection only | Non-lead - Copper | No | On site inspection only | Single family | [9 empty] | Non-Lead
| 700 FAIRWOOD CRES | Non-lead - Copper | On site inspection only | Non-lead - Copper | No | On site inspection only | Single family | [9 empty] | Non-Lead
| 387 HARRISON ST | Non-lead - Copper | On site inspection only | Non-lead - Copper | No | On site inspection only | Single family | [9 empty] | Non-Lead
| 1097 N FIRST ST | Non-lead - Copper | On site inspection only | Non-lead - Copper | No | On site inspection only | Single family | [9 empty] | Non-Lead
| 940 MARION ST | Non-lead - Copper | On site inspection only | Galvanized (Iron or Steel) | No | On site inspection only | Single family | [9 empty] | Non-Lead
| 1035 STARK ST | Non-lead - Copper | On site inspection only | Non-lead - Copper | No | On site inspection only | Single family | [9 empty] | Non-Lead
| 1397 DAYLILY ST | Non-lead - Copper | On site inspection only | Non-lead - Plastic | No | On site inspection only | Single family | [9 empty] | Non-Lead
| 822 PANA ST | Non-lead - Copper | On site inspection only | Non-lead - Copper | No | On site inspection only | Single family | [9 empty] | Non-Lead
| 1495 SILVERTON RD | Non-lead - Copper | On site inspection only | Non-lead - Copper | No | On site inspection only | Single family | [9 empty] | Non-Lead
| 302 PALM AVE | Non-lead - Copper | On site inspection only | Non-lead - Copper | No | On site inspection only | Single family | [9 empty] | Non-Lead
| 1213 GOOSE CREEK RD | Non-lead - Copper | On site inspection only | Non-lead - Copper | No | On site inspection only | Single family | [9 empty] | Non-Lead
| 1491 DAHLIA ST | Non-lead - Copper | On site inspection only | Non-lead - Plastic | No | On site inspection only | Single family | [9 empty] | Non-Lead
| 1548 THOMPSON RD | Non-lead - Copper | On site inspection only | Non-lead - Copper | No | On site inspection only | Single family | [9 empty] | Non-Lead
| 208 E CLEVELAND ST | Non-lead - Copper | On site inspection only | Non-lead - Copper | No | On site inspection only | Single family | [9 empty] | Non-Lead
| 2040 COUNTRY CLUB RD | Non-lead - Copper | On site inspection only | Non-lead - Copper | No | On site inspection only | Single family | [9 empty] | Non-Lead
| 683 W LINCOLN ST | Non-lead - Copper | On site inspection only | Non-lead - Copper | No | On site inspection only | Single family | [9 empty] | Non-Lead
| 812 N SECOND ST | Non-lead - Copper | On site inspection only | Non-lead - Copper | No | On site inspection only | Single family | [9 empty] | Non-Lead
| 1396 RAINIER RD | Non-lead - Copper | On site inspection only | Non-lead - Copper | No | On site inspection only | Single family | [9 empty] | Non-Lead
| 824 HARVEST WAY | Non-lead - Copper | On site inspection only | Non-lead - Copper | No | On site inspection only | Single family | [9 empty] | Non-Lead
| 1329 ANNA ST | Non-lead - Copper | On site inspection only | Non-lead - Copper | No | On site inspection only | Single family | [9 empty] | Non-Lead
| 382 OAK ST | Non-lead - Copper | On site inspection only | Non-lead - Copper | No | On site inspection only | Single family | [9 empty] | Non-Lead
| 1771 E LINCOLN RD | Non-lead - Copper | On site inspection only | Non-lead - Copper | No | On site inspection only | Single family | [9 empty] | Non-Lead
| 866 HAZELNUT DR | Non-lead - Copper | On site inspection only | Non-lead - Copper | No | On site inspection only | Single family | [9 empty] | Non-Lead
| 396 OLIVE AVE | Non-lead - Copper | On site inspection only | Non-lead - Copper | No | On site inspection only | Single family | [9 empty] | Non-Lead
| 430 HERMANSON ST | Non-lead - Copper | On site inspection only | Non-lead - Copper | No | On site inspection only | Single family | [9 empty] | Non-Lead
| 710 N CASCADE DR | Non-lead - Copper | On site inspection only | Non-lead - Copper | No | On site inspection only | Single family | [9 empty] | Non-Lead
| 700 N CASCADE DR | Non-lead - Copper | On site inspection only | Non-lead - Copper | No | On site inspection only | Single family | [9 empty] | Non-Lead
| 1181 KOFFLER AVE | Non-lead - Copper | On site inspection only | Non-lead - Copper | No | On site inspection only | Single family | [9 empty] | Non-Lead
| 228 SYCAMORE AVE | Non-lead - Copper | On site inspection only | Non-lead - Copper | No | On site inspection only | Single family | [9 empty] | Non-Lead
| 2845 REVERE ST | Non-lead - Copper | On site inspection only | Non-lead - Copper | No | On site inspection only | Single family | [9 empty] | Non-Lead
| 175 CEDAR AVE | Non-lead - Copper | On site inspection only | Non-lead - Copper | No | On site inspection only | Single family | [9 empty] | Non-Lead
| 174 SYCAMORE AVE | Non-lead - Copper | On site inspection only | Non-lead - Copper | No | On site inspection only | Single family | [9 empty] | Non-Lead
| 1309 MULBERRY DR | Non-lead - Copper | On site inspection only | Non-lead - Copper | No | On site inspection only | Single family | [9 empty] | Non-Lead
| 1237 MAYANNA DR | Non-lead - Copper | On site inspection only | Non-lead - Copper | No | On site inspection only | Single family | [9 empty] | Non-Lead
| 1010 N FIRST ST | Non-lead - Copper | On site inspection only | Non-lead - Copper | No | On site inspection only | Single family | [9 empty] | Non-Lead
| 2502 HALTER DR | Non-lead - Copper | On site inspection only | Non-lead - Plastic | No | On site inspection only | Single family | [9 empty] | Non-Lead
| 1347 HAMPTON WAY | Non-lead - Copper | On site inspection only | Non-lead - Copper | No | On site inspection only | Single family | [9 empty] | Non-Lead
| 1063 KENNEDY ST | Non-lead - Copper | On site inspection only | Non-lead - Plastic | No | On site inspection only | Single family | [9 empty] | Non-Lead
| 1145 ORCHARD LN | Non-lead - Copper | On site inspection only | Non-lead - Copper | No | On site inspection only | Single family | [9 empty] | Non-Lead
| 332 YVONNE ST | Non-lead - Copper | On site inspection only | Non-lead - Plastic | No | On site inspection only | Single family | [9 empty] | Non-Lead
| 378 OSWALD ST | Non-lead - Copper | On site inspection only | Non-lead - Copper | No | On site inspection only | Single family | [9 empty] | Non-Lead
| 1360 E CLEVELAND ST | Non-lead - Copper | On site inspection only | Non-lead - Copper | No | On site inspection only | Single family | [9 empty] | Non-Lead
| 1028 DEER RUN | Non-lead - Copper | On site inspection only | Non-lead - Copper | No | On site inspection only | Single family | [9 empty] | Non-Lead
| 336 ACACIA AVE | Non-lead - Copper | On site inspection only | Non-lead - Copper | No | On site inspection only | Single family | [9 empty] | Non-Lead
| 1607 SALLAL RD | Non-lead - Copper | On site inspection only | Non-lead - Copper | No | On site inspection only | Single family | [9 empty] | Non-Lead
| 340 JANA CT | Non-lead - Copper | On site inspection only | Non-lead - Copper | No | On site inspection only | Single family | [9 empty] | Non-Lead
| 1639 NEWPORT WAY | Non-lead - Copper | On site inspection only | Non-lead - Plastic | No | Records only | Single family | [9 empty] | Non-Lead
| 495 JANA AVE | Non-lead - Copper | On site inspection only | Non-lead - Copper | No | On site inspection only | Single family | [9 empty] | Non-Lead
| 644 HAWLEY ST | Non-lead - Copper | On site inspection only | Non-lead - Copper | No | On site inspection only | Single family | [9 empty] | Non-Lead
| 1064 ORCHARD LN | Non-lead - Copper | On site inspection only | Non-lead - Copper | No | On site inspection only | Single family | [9 empty] | Non-Lead
| 3132 SENECAL CREEK DR | Non-lead - Copper | On site inspection only | Non-lead - Copper | No | On site inspection only | Single family | [9 empty] | Non-Lead
| 191 MCLAUGHLIN DR | Non-lead - Copper | On site inspection only | Non-lead - Copper | No | On site inspection only | Single family | [9 empty] | Non-Lead
| 2333 MILLER CT | Non-lead - Copper | On site inspection only | Non-lead - Copper | No | On site inspection only | Single family | [9 empty] | Non-Lead
| 1315 THOMPSON RD | Non-lead - Copper | On site inspection only | Non-lead - Copper | No | On site inspection only | Single family | [9 empty] | Non-Lead
| 1422 AUDREY WAY | Non-lead - Copper | On site inspection only | Non-lead - Copper | No | On site inspection only | Single family | [9 empty] | Non-Lead
| 1260 JOHNSON ST | Non-lead - Copper | On site inspection only | Non-lead - Copper | No | On site inspection only | Single family | [9 empty] | Non-Lead
| 1706 BEN BROWN LN | Non-lead - Copper | On site inspection only | Non-lead - Plastic | No | On site inspection only | Single family | [9 empty] | Non-Lead
| 370 HARRISON ST | Non-lead - Copper | On site inspection only | Non-lead - Copper | No | On site inspection only | Single family | [9 empty] | Non-Lead
| 1303 FOXGLOVE ST | Non-lead - Copper | On site inspection only | Non-lead - Plastic | No | On site inspection only | Single family | [9 empty] | Non-Lead
| 242 THIRD ST | Non-lead - Copper | On site inspection only | Non-lead - Copper | No | On site inspection only | Single family | [9 empty] | Non-Lead
| 889 MEADOWVALE LN | Non-lead - Copper | On site inspection only | Non-lead - Copper | No | On site inspection only | Single family | [9 empty] | Non-Lead
| 574 PRAIRIE ST | Non-lead - Copper | On site inspection only | Non-lead - Copper | No | On site inspection only | Single family | [9 empty] | Non-Lead
| 2621 HERSHBERGER AVE | Non-lead - Copper | On site inspection only | Non-lead - Plastic | No | On site inspection only | Single family | [9 empty] | Non-Lead
| 1379 WILLOW AVE | Non-lead - Copper | On site inspection only | Non-lead - Copper | No | On site inspection only | Single family | [9 empty] | Non-Lead
| 1145 PARK CIR | Non-lead - Copper | On site inspection only | Non-lead - Copper | No | On site inspection only | Single family | [9 empty] | Non-Lead
| 3077 MCNAUGHT ST | Non-lead - Copper | On site inspection only | Non-lead - Copper | No | On site inspection only | Single family | [9 empty] | Non-Lead
| 2431 HALTER DR | Non-lead - Copper | On site inspection only | Non-lead - Plastic | No | On site inspection only | Single family | [9 empty] | Non-Lead
| 880 YOUNG ST | Non-lead - Copper | On site inspection only | Non-lead - Copper | No | On site inspection only | Single family | [9 empty] | Non-Lead
| 392 W CLEVELAND ST | Non-lead - Copper | On site inspection only | Non-lead - Copper | No | On site inspection only | Single family | [9 empty] | Non-Lead
| 710 ELANA WAY | Non-lead - Copper | On site inspection only | Non-lead - Copper | No | On site inspection only | Single family | [9 empty] | Non-Lead
| 485 ARTHUR ST | Non-lead - Copper | On site inspection only | Non-lead - Copper | No | On site inspection only | Single family | [9 empty] | Non-Lead
| 1241 DAHLIA ST | Non-lead - Copper | On site inspection only | Non-lead - Plastic | No | On site inspection only | Single family | [9 empty] | Non-Lead
| 1626 GRANITE ST | Non-lead - Copper | On site inspection only | Non-lead - Plastic | No | On site inspection only | Single family | [9 empty] | Non-Lead
| 675 THOMAS WAY | Non-lead - Copper | On site inspection only | Non-lead - Plastic | No | On site inspection only | Single family | [9 empty] | Non-Lead
| 834 N SECOND ST | Non-lead - Copper | On site inspection only | Non-lead - Copper | No | On site inspection only | Single family | [9 empty] | Non-Lead
| 1065 DELLMOOR WAY | Non-lead - Copper | On site inspection only | Non-lead - Copper | No | On site inspection only | Single family | [9 empty] | Non-Lead
| 590 FAIRWOOD CRES | Non-lead - Copper | On site inspection only | Non-lead - Copper | No | On site inspection only | Single family | [9 empty] | Non-Lead
| 350 OLIVE AVE | Non-lead - Copper | On site inspection only | Non-lead - Copper | No | On site inspection only | Single family | [9 empty] | Non-Lead
| 888 E CLEVELAND ST | Non-lead - Copper | On site inspection only | Non-lead - Copper | No | On site inspection only | Single family | [9 empty] | Non-Lead
| 1260 RANDOLPH RD | Non-lead - Copper | On site inspection only | Non-lead - Copper | No | On site inspection only | Single family | [9 empty] | Non-Lead
| 1781 SALLAL RD | Non-lead - Copper | On site inspection only | Non-lead - Copper | No | On site inspection only | Single family | [9 empty] | Non-Lead
| 1045 ROY AVE | Non-lead - Copper | On site inspection only | Non-lead - Copper | No | On site inspection only | Single family | [9 empty] | Non-Lead
| 2606 CITADEL ST | Non-lead - Copper | On site inspection only | Non-lead - Copper | No | On site inspection only | Single family | [9 empty] | Non-Lead
| 1113 ROY AVE | Non-lead - Copper | On site inspection only | Non-lead - Copper | No | On site inspection only | Single family | [9 empty] | Non-Lead
| 1467 QUINN RD | Non-lead - Copper | On site inspection only | Non-lead - Copper | No | On site inspection only | Single family | [9 empty] | Non-Lead
| 775 KELOWNA ST | Non-lead - Copper | On site inspection only | Non-lead - Copper | No | On site inspection only | Single family | [9 empty] | Non-Lead
| 394 IRONWOOD TER | Non-lead - Copper | On site inspection only | Non-lead - Copper | No | On site inspection only | Single family | [9 empty] | Non-Lead
| 1790 TOMLIN AVE | Non-lead - Copper | On site inspection only | Non-lead - Copper | No | On site inspection only | Single family | [9 empty] | Non-Lead
| 3105 LINDA ST | Non-lead - Copper | On site inspection only | Non-lead - Copper | No | On site inspection only | Single family | [9 empty] | Non-Lead
| 659 JULIE CT | Non-lead - Copper | On site inspection only | Non-lead - Copper | No | On site inspection only | Single family | [9 empty] | Non-Lead
| 15 SMITH DR | Non-lead - Copper | On site inspection only | Non-lead - Copper | No | Both records and inspection | Single family | [9 empty] | Non-Lead
| 1273 CONSTITUTION AVE | Non-lead - Copper | On site inspection only | Non-lead - Copper | No | On site inspection only | Single family | [9 empty] | Non-Lead
| 545 WHEAT ST | Non-lead - Copper | On site inspection only | Non-lead - Plastic | No | On site inspection only | Single family | [9 empty] | Non-Lead
| 860 N FIRST ST | Non-lead - Copper | On site inspection only | Non-lead - Copper | No | On site inspection only | Single family | [9 empty] | Non-Lead
| 3312 SENECAL CREEK DR | Non-lead - Copper | On site inspection only | Non-lead - Copper | No | On site inspection only | Single family | [9 empty] | Non-Lead
| 952 LUBA ST | Non-lead - Copper | On site inspection only | Non-lead - Copper | No | On site inspection only | Single family | [9 empty] | Non-Lead
| 1945 HARDCASTLE AVE | Non-lead - Copper | On site inspection only | Non-lead - Copper | No | On site inspection only | Single family | [9 empty] | Non-Lead
| 2472 MERIDIAN DR | Non-lead - Copper | On site inspection only | Non-lead - Copper | No | On site inspection only | Single family | [9 empty] | Non-Lead
| 288 ACACIA AVE | Non-lead - Copper | On site inspection only | Non-lead - Copper | No | On site inspection only | Single family | [9 empty] | Non-Lead
| 489 WORKMAN DR | Non-lead - Copper | On site inspection only | Non-lead - Copper | No | On site inspection only | Single family | [9 empty] | Non-Lead
| 1257 ROY AVE | Non-lead - Copper | On site inspection only | Non-lead - Copper | No | On site inspection only | Single family | [9 empty] | Non-Lead
| 555 BRYAN ST | Non-lead - Copper | On site inspection only | Non-lead - Copper | No | On site inspection only | Single family | [9 empty] | Non-Lead
| 445 W CLEVELAND ST | Non-lead - Copper | On site inspection only | Non-lead - Copper | No | On site inspection only | Single family | [9 empty] | Non-Lead
| 300 BRADLEY ST | Non-lead - Copper | On site inspection only | Non-lead - Copper | No | On site inspection only | Single family | [9 empty] | Non-Lead
| 1235 AUTUMN BLVD | Non-lead - Copper | On site inspection only | Non-lead - Plastic | No | On site inspection only | Single family | [9 empty] | Non-Lead
| 950 YOUNG ST 1 | Non-lead - Copper | On site inspection only | Non-lead - Plastic | No | On site inspection only | Single family | [9 empty] | Non-Lead
| 950 YOUNG ST 2 | Non-lead - Copper | On site inspection only | Non-lead - Plastic | No | On site inspection only | Single family | [9 empty] | Non-Lead
| 950 YOUNG ST 3 | Non-lead - Copper | On site inspection only | Non-lead - Plastic | No | On site inspection only | Single family | [9 empty] | Non-Lead
| 950 YOUNG ST 4 | Non-lead - Copper | On site inspection only | Non-lead - Plastic | No | On site inspection only | Single family | [9 empty] | Non-Lead
| 950 YOUNG ST 5 | Non-lead - Copper | On site inspection only | Non-lead - Plastic | No | On site inspection only | Single family | [9 empty] | Non-Lead
| 950 YOUNG ST 6 | Non-lead - Copper | On site inspection only | Non-lead - Plastic | No | On site inspection only | Single family | [9 empty] | Non-Lead
| 2492 BEN BROWN DR | Non-lead - Copper | On site inspection only | Non-lead - Plastic | No | On site inspection only | Single family | [9 empty] | Non-Lead
| 664 FAIRWOOD CRES | Non-lead - Copper | On site inspection only | Non-lead - Copper | No | On site inspection only | Single family | [9 empty] | Non-Lead
| 563 FIR ST | Non-lead - Copper | On site inspection only | Non-lead - Copper | No | On site inspection only | Single family | [9 empty] | Non-Lead
| 742 OREGON WAY | Non-lead - Copper | On site inspection only | Non-lead - Copper | No | On site inspection only | Single family | [9 empty] | Non-Lead
| 930 STARK ST | Non-lead - Copper | On site inspection only | Non-lead - Copper | No | On site inspection only | Single family | [9 empty] | Non-Lead
| 702 YOUNG ST | Non-lead - Copper | On site inspection only | Non-lead - Copper | No | On site inspection only | Single family | [9 empty] | Non-Lead
| 1367 UMPQUA RD | Non-lead - Copper | On site inspection only | Non-lead - Copper | No | On site inspection only | Single family | [9 empty] | Non-Lead
| 1271 COOLEY RD | Non-lead - Copper | On site inspection only | Non-lead - Copper | No | On site inspection only | Single family | [9 empty] | Non-Lead
| 2566 CONCORD ST | Non-lead - Copper | On site inspection only | Non-lead - Copper | No | On site inspection only | Single family | [9 empty] | Non-Lead
| 903 NUGGET CT | Non-lead - Copper | On site inspection only | Non-lead - Copper | No | On site inspection only | Single family | [9 empty] | Non-Lead
| 860 HERMANSON ST | Non-lead - Copper | On site inspection only | Non-lead - Copper | No | On site inspection only | Single family | [9 empty] | Non-Lead
| 687 S FRONT ST | Non-lead - Copper | On site inspection only | Non-lead - Copper | No | On site inspection only | Single family | [9 empty] | Non-Lead
| 1393 QUINN RD | Non-lead - Copper | On site inspection only | Non-lead - Copper | No | On site inspection only | Single family | [9 empty] | Non-Lead
| 1503 QUINN RD | Non-lead - Copper | On site inspection only | Non-lead - Copper | No | On site inspection only | Single family | [9 empty] | Non-Lead
| 1111 HERMANSON ST | Non-lead - Copper | On site inspection only | Non-lead - Copper | No | On site inspection only | Single family | [9 empty] | Non-Lead
| 2467 MERIDIAN DR | Non-lead - Copper | On site inspection only | Non-lead - Copper | No | On site inspection only | Single family | [9 empty] | Non-Lead
| 793 HARDCASTLE AVE | Non-lead - Copper | On site inspection only | Non-lead - Copper | No | On site inspection only | Single family | [9 empty] | Non-Lead
| 2739 REVERE ST | Non-lead - Copper | On site inspection only | Non-lead - Copper | No | On site inspection only | Single family | [9 empty] | Non-Lead
| 2040 SALLAL RD | Non-lead - Copper | On site inspection only | Non-lead - Copper | No | On site inspection only | Single family | [9 empty] | Non-Lead
| 1564 GRANITE ST | Non-lead - Copper | On site inspection only | Non-lead - Plastic | No | On site inspection only | Single family | [9 empty] | Non-Lead
| 1624 PRINCETON RD | Non-lead - Copper | On site inspection only | Non-lead - Copper | No | On site inspection only | Single family | [9 empty] | Non-Lead
| 1460 JUNE WAY | Non-lead - Copper | On site inspection only | Non-lead - Copper | No | On site inspection only | Single family | [9 empty] | Non-Lead
| 2810 CHAMPIONSHIP DR | Non-lead - Copper | On site inspection only | Non-lead - Copper | No | On site inspection only | Single family | [9 empty] | Non-Lead
| 1873 WOODLAND AVE | Non-lead - Copper | On site inspection only | Non-lead - Copper | No | On site inspection only | Single family | [9 empty] | Non-Lead
| 2738 CREIGHTON ST | Non-lead - Copper | On site inspection only | Non-lead - Plastic | No | On site inspection only | Single family | [9 empty] | Non-Lead
| 1015 BLAINE ST | Non-lead - Copper | On site inspection only | Non-lead - Copper | No | On site inspection only | Single family | [9 empty] | Non-Lead
| 1412 ASTOR WAY | Non-lead - Copper | On site inspection only | Non-lead - Plastic | No | Records only | Single family | [9 empty] | Non-Lead
| 1771 VANDERBECK LN | Non-lead - Copper | On site inspection only | Non-lead - Copper | No | On site inspection only | Single family | [9 empty] | Non-Lead
| 2571 HERON DR | Non-lead - Copper | On site inspection only | Non-lead - Copper | No | On site inspection only | Single family | [9 empty] | Non-Lead
| 1424 RAINIER RD | Non-lead - Copper | On site inspection only | Non-lead - Copper | No | On site inspection only | Single family | [9 empty] | Non-Lead
| 1143 PRINCETON RD | Non-lead - Copper | On site inspection only | Non-lead - Copper | No | On site inspection only | Single family | [9 empty] | Non-Lead
| 1172 RANDOLPH RD | Non-lead - Copper | On site inspection only | Non-lead - Copper | No | On site inspection only | Single family | [9 empty] | Non-Lead
| 2028 KING WAY | Non-lead - Copper | On site inspection only | Non-lead - Copper | No | On site inspection only | Single family | [9 empty] | Non-Lead
| 305 S CASCADE DR | Non-lead - Copper | On site inspection only | Non-lead - Copper | No | On site inspection only | Single family | [9 empty] | Non-Lead
| 376 SYCAMORE AVE | Non-lead - Copper | On site inspection only | Non-lead - Copper | No | On site inspection only | Single family | [9 empty] | Non-Lead
| 2473 MERIDIAN DR | Non-lead - Copper | On site inspection only | Non-lead - Copper | No | On site inspection only | Single family | [9 empty] | Non-Lead
| 1612 PRINCETON RD | Non-lead - Copper | On site inspection only | Non-lead - Copper | No | On site inspection only | Single family | [9 empty] | Non-Lead
| 1181 STANFIELD RD | Non-lead - Copper | On site inspection only | Non-lead - Copper | No | On site inspection only | Single family | [9 empty] | Non-Lead
| 1225 MARCEL DR | Non-lead - Copper | On site inspection only | Non-lead - Copper | No | On site inspection only | Single family | [9 empty] | Non-Lead
| 1361 THOMPSON RD | Non-lead - Copper | On site inspection only | Non-lead - Copper | No | On site inspection only | Single family | [9 empty] | Non-Lead
| 575 WOODLAND AVE | Non-lead - Copper | On site inspection only | Non-lead - Copper | No | On site inspection only | Single family | [9 empty] | Non-Lead
| 2570 MILLER FARM RD | Non-lead - Copper | On site inspection only | Non-lead - Copper | No | On site inspection only | Single family | [9 empty] | Non-Lead
| 473 MCLAUGHLIN DR | Non-lead - Copper | On site inspection only | Non-lead - Copper | No | On site inspection only | Single family | [9 empty] | Non-Lead
| 1120 GREENVIEW DR | Non-lead - Copper | On site inspection only | Non-lead - Plastic | No | Records only | Single family | [9 empty] | Non-Lead
| 1840 HARDCASTLE AVE | Non-lead - Copper | On site inspection only | Non-lead - Copper | No | On site inspection only | Single family | [9 empty] | Non-Lead
| 1266 WOODLAND AVE | Non-lead - Copper | On site inspection only | Non-lead - Copper | No | On site inspection only | Single family | [9 empty] | Non-Lead
| 3051 CAMAS ST | Non-lead - Copper | On site inspection only | Non-lead - Copper | No | On site inspection only | Single family | [9 empty] | Non-Lead
| 1364 THOMPSON RD | Non-lead - Copper | On site inspection only | Non-lead - Copper | No | On site inspection only | Single family | [9 empty] | Non-Lead
| 994 OREGON WAY | Non-lead - Copper | On site inspection only | Non-lead - Copper | No | On site inspection only | Single family | [9 empty] | Non-Lead
| 2280 COUNTRY CLUB TER | Non-lead - Copper | On site inspection only | Non-lead - Copper | No | On site inspection only | Single family | [9 empty] | Non-Lead
| 1420 NEWBERG HWY | Non-lead - Copper | On site inspection only | Non-lead - Copper | No | On site inspection only | Single family | [9 empty] | Non-Lead
| 1175 E LINCOLN ST | Non-lead - 2+ inches | On site inspection only | Non-lead - 2+ inches | No | On site inspection only | Single family | [9 empty] | Non-Lead
| 1253 FIFTH ST | Non-lead - Copper | On site inspection only | Non-lead - Copper | No | On site inspection only | Single family | [9 empty] | Non-Lead
| 782 WILLOW AVE | Non-lead - Copper | On site inspection only | Non-lead - Copper | No | On site inspection only | Single family | [9 empty] | Non-Lead
| 1818 KILLIAN SPRING DR | Non-lead - Copper | On site inspection only | Non-lead - Plastic | No | On site inspection only | Single family | [9 empty] | Non-Lead
| 1157 COUNTRY LN | Non-lead - Copper | On site inspection only | Non-lead - Copper | No | On site inspection only | Single family | [9 empty] | Non-Lead
| 1074 W LINCOLN ST | Non-lead - Copper | On site inspection only | Non-lead - Copper | No | On site inspection only | Single family | [9 empty] | Non-Lead
| 1385 WALTON WAY | Non-lead - Copper | On site inspection only | Non-lead - Copper | No | On site inspection only | Single family | [9 empty] | Non-Lead
| 823 FESCUE AVE | Non-lead - Copper | On site inspection only | Non-lead - Plastic | No | On site inspection only | Single family | [9 empty] | Non-Lead
| 2961 OXFORD ST | Non-lead - Copper | On site inspection only | Non-lead - Copper | No | On site inspection only | Single family | [9 empty] | Non-Lead
| 1502 FOXGLOVE ST | Non-lead - Copper | On site inspection only | Non-lead - Plastic | No | On site inspection only | Single family | [9 empty] | Non-Lead
| 2101 LILAC WAY | Non-lead - Copper | On site inspection only | Non-lead - Copper | No | On site inspection only | Single family | [9 empty] | Non-Lead
| 1350 WILLOW AVE | Non-lead - Copper | On site inspection only | Non-lead - Copper | No | On site inspection only | Single family | [9 empty] | Non-Lead
| 1307 DAHLIA ST | Non-lead - Copper | On site inspection only | Non-lead - Plastic | No | On site inspection only | Single family | [9 empty] | Non-Lead
| 1483 UMPQUA RD | Non-lead - Copper | On site inspection only | Non-lead - Copper | No | On site inspection only | Single family | [9 empty] | Non-Lead
| 612 N CASCADE DR #9 | Non-lead - Copper | On site inspection only | Galvanized (Iron or Steel) | No | On site inspection only | Single family | [9 empty] | Non-Lead
| 1303 DAYLILY ST | Non-lead - Copper | On site inspection only | Non-lead - Plastic | No | On site inspection only | Single family | [9 empty] | Non-Lead
| 1211 RANDOLPH RD | Non-lead - Copper | On site inspection only | Non-lead - Copper | No | On site inspection only | Single family | [9 empty] | Non-Lead
| 1508 AZTEC DR | Non-lead - Copper | On site inspection only | Non-lead - Plastic | No | Records only | Single family | [9 empty] | Non-Lead
| 1552 GRANITE ST | Non-lead - Copper | On site inspection only | Non-lead - Plastic | No | On site inspection only | Single family | [9 empty] | Non-Lead
| 345 BROADWAY ST | Non-lead - Copper | On site inspection only | Non-lead - Copper | No | On site inspection only | Single family | [9 empty] | Non-Lead
| 410 COMSTOCK AVE | Non-lead - Copper | On site inspection only | Non-lead - Copper | No | On site inspection only | Single family | [9 empty] | Non-Lead
| 1692 ECOLA WAY | Non-lead - Copper | On site inspection only | Non-lead - Copper | No | On site inspection only | Single family | [9 empty] | Non-Lead
| 309 S COLUMBIA DR | Non-lead - Copper | On site inspection only | Non-lead - Copper | No | On site inspection only | Single family | [9 empty] | Non-Lead
| 1200 N FIRST ST | Non-lead - Copper | On site inspection only | Non-lead - Copper | No | On site inspection only | Single family | [9 empty] | Non-Lead
| 2227 OREGON CT | Non-lead - Copper | On site inspection only | Non-lead - Copper | No | On site inspection only | Single family | [9 empty] | Non-Lead
| 432 GATCH ST | Non-lead - Copper | On site inspection only | Non-lead - Copper | No | On site inspection only | Single family | [9 empty] | Non-Lead
| 1163 GOOSE CREEK RD | Non-lead - Copper | On site inspection only | Non-lead - Copper | No | On site inspection only | Single family | [9 empty] | Non-Lead
| 840 JOHNSON ST | Non-lead - Copper | On site inspection only | Non-lead - Copper | No | On site inspection only | Single family | [9 empty] | Non-Lead
| 1263 BERNARD DR | Non-lead - Copper | On site inspection only | Non-lead - Copper | No | On site inspection only | Single family | [9 empty] | Non-Lead
| 304 E CLACKAMAS CIR | Non-lead - Copper | On site inspection only | Non-lead - Copper | No | On site inspection only | Single family | [9 empty] | Non-Lead
| 1673 PRINCETON RD | Non-lead - Copper | On site inspection only | Non-lead - Copper | No | On site inspection only | Single family | [9 empty] | Non-Lead
| 1603 QUINN RD | Non-lead - Copper | On site inspection only | Non-lead - Copper | No | On site inspection only | Single family | [9 empty] | Non-Lead
| 1858 MCCALLUM LN | Non-lead - Copper | On site inspection only | Non-lead - Plastic | No | On site inspection only | Single family | [9 empty] | Non-Lead
| 537 TURNBERRY AVE | Non-lead - Copper | On site inspection only | Non-lead - Copper | No | On site inspection only | Single family | [9 empty] | Non-Lead
| 2037 W SANTIAM DR | Non-lead - Copper | On site inspection only | Non-lead - Copper | No | On site inspection only | Single family | [9 empty] | Non-Lead
| 419 VINE AVE | Non-lead - Copper | On site inspection only | Non-lead - Copper | No | On site inspection only | Single family | [9 empty] | Non-Lead
| 1685 THOMPSON RD | Non-lead - Copper | On site inspection only | Non-lead - Copper | No | On site inspection only | Single family | [9 empty] | Non-Lead
| 2022 SALLAL RD | Non-lead - Copper | On site inspection only | Non-lead - Copper | No | On site inspection only | Single family | [9 empty] | Non-Lead
| 1390 ASTOR WAY | Non-lead - Copper | On site inspection only | Non-lead - Copper | No | On site inspection only | Single family | [9 empty] | Non-Lead
| 790 BLAINE ST | Non-lead - Copper | On site inspection only | Non-lead - Copper | No | On site inspection only | Single family | [9 empty] | Non-Lead
| 532 S CASCADE DR | Non-lead - Copper | On site inspection only | Non-lead - Copper | No | On site inspection only | Single family | [9 empty] | Non-Lead
| 1378 UMPQUA RD | Non-lead - Copper | On site inspection only | Non-lead - Copper | No | On site inspection only | Single family | [9 empty] | Non-Lead
| 501 FIFTH ST | Non-lead - Copper | On site inspection only | Non-lead - Copper | No | On site inspection only | Single family | [9 empty] | Non-Lead
| 900 TUKWILA DR | Non-lead - Copper | On site inspection only | Non-lead - Copper | No | On site inspection only | Single family | [9 empty] | Non-Lead
| 3262 JORY ST | Non-lead - Copper | On site inspection only | Non-lead - Copper | No | On site inspection only | Single family | [9 empty] | Non-Lead
| 2816 ROANOKE ST | Non-lead - Copper | On site inspection only | Non-lead - Copper | No | On site inspection only | Single family | [9 empty] | Non-Lead
| 3464 JORY ST | Non-lead - Copper | On site inspection only | Non-lead - Copper | No | On site inspection only | Single family | [9 empty] | Non-Lead
| 942 BROUGHTON WAY | Non-lead - Copper | On site inspection only | Non-lead - Copper | No | On site inspection only | Single family | [9 empty] | Non-Lead
| 612 N CASCADE DR #42 | Non-lead - Copper | On site inspection only | Galvanized (Iron or Steel) | No | On site inspection only | Single family | [9 empty] | Non-Lead
| 11832 NE CHATEAU DR | Non-lead - Copper | On site inspection only | Non-lead - Copper | No | On site inspection only | Single family | [9 empty] | Non-Lead
| 330 MARSHALL ST | Non-lead - Copper | On site inspection only | Non-lead - Copper | No | On site inspection only | Single family | [9 empty] | Non-Lead
| 2218 COUNTRY CLUB TER | Non-lead - Copper | On site inspection only | Non-lead - Copper | No | On site inspection only | Single family | [9 empty] | Non-Lead
| 273 SYCAMORE AVE | Non-lead - Copper | On site inspection only | Non-lead - Copper | No | On site inspection only | Single family | [9 empty] | Non-Lead
| 1920 HARDCASTLE AVE | Non-lead - Copper | On site inspection only | Non-lead - Copper | No | On site inspection only | Single family | [9 empty] | Non-Lead
| 181 S SECOND ST | Non-lead - Copper | On site inspection only | Non-lead - Copper | No | On site inspection only | Single family | [9 empty] | Non-Lead
| 1102 MARYLYNN WAY | Non-lead - Copper | On site inspection only | Non-lead - Copper | No | On site inspection only | Single family | [9 empty] | Non-Lead
| 2551 N BOONES FERRY RD | Non-lead - Copper | On site inspection only | Non-lead - Copper | No | On site inspection only | Single family | [9 empty] | Non-Lead
| 399 HARRISON ST | Non-lead - Copper | On site inspection only | Non-lead - Copper | No | On site inspection only | Single family | [9 empty] | Non-Lead
| 1050 N BOONES FERRY RD | Non-lead - Copper | On site inspection only | Non-lead - Copper | No | On site inspection only | Single family | [9 empty] | Non-Lead
| 491 THIRD ST | Non-lead - Copper | On site inspection only | Non-lead - Copper | No | On site inspection only | Single family | [9 empty] | Non-Lead
| 428 STARK ST | Non-lead - Copper | On site inspection only | Non-lead - Copper | No | On site inspection only | Single family | [9 empty] | Non-Lead
| 1288 E LINCOLN ST | Non-lead - Copper | On site inspection only | Non-lead - Copper | No | On site inspection only | Single family | [9 empty] | Non-Lead
| 1480 FOXGLOVE ST | Non-lead - Copper | On site inspection only | Non-lead - Plastic | No | On site inspection only | Single family | [9 empty] | Non-Lead
| 960 WILSON ST | Non-lead - Copper | On site inspection only | Non-lead - Copper | No | On site inspection only | Single family | [9 empty] | Non-Lead
| 2740 DUKE ST | Non-lead - Copper | On site inspection only | Non-lead - Plastic | No | On site inspection only | Single family | [9 empty] | Non-Lead
| 448 OATS ST | Non-lead - Copper | On site inspection only | Non-lead - Plastic | No | On site inspection only | Single family | [9 empty] | Non-Lead
| 3516 SWEETWATER AVE | Non-lead - Copper | On site inspection only | Non-lead - Copper | No | On site inspection only | Single family | [9 empty] | Non-Lead
| 1415 ALEXANDRA CT | Non-lead - Copper | On site inspection only | Non-lead - Copper | No | On site inspection only | Single family | [9 empty] | Non-Lead
| 1050 SIXTH ST | Non-lead - Copper | On site inspection only | Non-lead - Copper | No | On site inspection only | Single family | [9 empty] | Non-Lead
| 875 MARION ST | Non-lead - Copper | On site inspection only | Galvanized (Iron or Steel) | No | On site inspection only | Single family | [9 empty] | Non-Lead
| 251 HARVARD DR | Non-lead - Copper | On site inspection only | Non-lead - Copper | No | On site inspection only | Single family | [9 empty] | Non-Lead
| 525 PRAIRIE ST | Non-lead - Copper | On site inspection only | Non-lead - Copper | No | On site inspection only | Single family | [9 empty] | Non-Lead
| 2731 STANFORD ST | Non-lead - Copper | On site inspection only | Non-lead - Copper | No | On site inspection only | Single family | [9 empty] | Non-Lead
| 568 OATS ST | Non-lead - Copper | On site inspection only | Non-lead - Plastic | No | On site inspection only | Single family | [9 empty] | Non-Lead
| 657 IRONWOOD TER | Non-lead - Copper | On site inspection only | Non-lead - Copper | No | On site inspection only | Single family | [9 empty] | Non-Lead
| 221 WORKMAN DR | Non-lead - Copper | On site inspection only | Non-lead - Copper | No | On site inspection only | Single family | [9 empty] | Non-Lead
| 2809 CREIGHTON ST | Non-lead - Copper | On site inspection only | Non-lead - Plastic | No | On site inspection only | Single family | [9 empty] | Non-Lead
| 1655 PARK AVE | Non-lead - Copper | On site inspection only | Non-lead - Copper | No | On site inspection only | Single family | [9 empty] | Non-Lead
| 230 BRIDLEWOOD LN | Non-lead - Copper | On site inspection only | Non-lead - Copper | No | On site inspection only | Single family | [9 empty] | Non-Lead
| 1743 BEN BROWN LN | Non-lead - Copper | On site inspection only | Non-lead - Plastic | No | On site inspection only | Single family | [9 empty] | Non-Lead
| 1495 ALEXANDRA AVE | Non-lead - Copper | On site inspection only | Non-lead - Copper | No | On site inspection only | Single family | [9 empty] | Non-Lead
| 1001 DEER RUN | Non-lead - Copper | On site inspection only | Non-lead - Copper | No | On site inspection only | Single family | [9 empty] | Non-Lead
| 899 S FRONT ST | Non-lead - Copper | On site inspection only | Non-lead - Copper | No | On site inspection only | Single family | [9 empty] | Non-Lead
| 425 GARFIELD ST | Non-lead - Copper | On site inspection only | Non-lead - Copper | No | On site inspection only | Single family | [9 empty] | Non-Lead
| 980 KELOWNA CT | Non-lead - Copper | On site inspection only | Non-lead - Copper | No | On site inspection only | Single family | [9 empty] | Non-Lead
| 251 CEDAR AVE | Non-lead - Copper | On site inspection only | Non-lead - Copper | No | On site inspection only | Single family | [9 empty] | Non-Lead
| 1233 INDEPENDENCE AVE | Non-lead - Copper | On site inspection only | Non-lead - Copper | No | On site inspection only | Single family | [9 empty] | Non-Lead
| 3308 MCNAUGHT ST | Non-lead - Copper | On site inspection only | Non-lead - Copper | No | On site inspection only | Single family | [9 empty] | Non-Lead
| 1221 AUTUMN BLVD | Non-lead - Copper | On site inspection only | Non-lead - Plastic | No | On site inspection only | Single family | [9 empty] | Non-Lead
| 692 TROON AVE | Non-lead - Copper | On site inspection only | Non-lead - Plastic | No | On site inspection only | Single family | [9 empty] | Non-Lead
| 1152 PARK CIR | Non-lead - Copper | On site inspection only | Non-lead - Copper | No | On site inspection only | Single family | [9 empty] | Non-Lead
| 863 FAIRWOOD CRES | Non-lead - Copper | On site inspection only | Non-lead - Copper | No | On site inspection only | Single family | [9 empty] | Non-Lead
| 1121 DAHLIA ST | Non-lead - Copper | On site inspection only | Non-lead - Plastic | No | On site inspection only | Single family | [9 empty] | Non-Lead
| 1185 KOFFLER AVE | Non-lead - Copper | On site inspection only | Non-lead - Copper | No | On site inspection only | Single family | [9 empty] | Non-Lead
| 307 CORNWELL ST | Non-lead - Copper | On site inspection only | Non-lead - Plastic | No | On site inspection only | Single family | [9 empty] | Non-Lead
| 1022 BROWN ST | Non-lead - Copper | On site inspection only | Non-lead - Copper | No | On site inspection only | Single family | [9 empty] | Non-Lead
| 586 WARREN WAY | Non-lead - Copper | On site inspection only | Non-lead - Copper | No | On site inspection only | Single family | [9 empty] | Non-Lead
| 1459 AUDREY WAY | Non-lead - Copper | On site inspection only | Non-lead - Copper | No | On site inspection only | Single family | [9 empty] | Non-Lead
| 925 JOHNSON ST | Non-lead - Copper | On site inspection only | Non-lead - Copper | No | On site inspection only | Single family | [9 empty] | Non-Lead
| 620 JOYCE ST | Non-lead - Copper | On site inspection only | Non-lead - Copper | No | On site inspection only | Single family | [9 empty] | Non-Lead
| 612 N CASCADE DR #34 | Non-lead - Copper | On site inspection only | Galvanized (Iron or Steel) | No | On site inspection only | Single family | [9 empty] | Non-Lead
| 1041 RANDOLPH RD | Non-lead - Copper | On site inspection only | Non-lead - Copper | No | On site inspection only | Single family | [9 empty] | Non-Lead
| 1243 MAYANNA DR | Non-lead - Copper | On site inspection only | Non-lead - Copper | No | On site inspection only | Single family | [9 empty] | Non-Lead
| 935 DEER RUN | Non-lead - Copper | On site inspection only | Non-lead - Copper | No | On site inspection only | Single family | [9 empty] | Non-Lead
| 3327 JORY ST | Non-lead - Copper | On site inspection only | Non-lead - Copper | No | On site inspection only | Single family | [9 empty] | Non-Lead
| 236 BRADLEY ST | Non-lead - Copper | On site inspection only | Non-lead - Copper | No | On site inspection only | Single family | [9 empty] | Non-Lead
| 1284 MAYANNA DR | Non-lead - Copper | On site inspection only | Non-lead - Copper | No | On site inspection only | Single family | [9 empty] | Non-Lead
| 3262 JONAH PL | Non-lead - Copper | On site inspection only | Non-lead - Copper | No | On site inspection only | Single family | [9 empty] | Non-Lead
| 1023 ROY AVE | Non-lead - Copper | On site inspection only | Non-lead - Copper | No | On site inspection only | Single family | [9 empty] | Non-Lead
| 660 FIR ST | Non-lead - Copper | On site inspection only | Non-lead - Copper | No | On site inspection only | Single family | [9 empty] | Non-Lead
| 1129 N FRONT ST | Non-lead - Copper | On site inspection only | Non-lead - Copper | No | On site inspection only | Single family | [9 empty] | Non-Lead
| 1547 AZTEC DR | Non-lead - Copper | On site inspection only | Non-lead - Copper | No | On site inspection only | Single family | [9 empty] | Non-Lead
| 394 BRIDLEWOOD LN | Non-lead - Copper | On site inspection only | Non-lead - Copper | No | On site inspection only | Single family | [9 empty] | Non-Lead
| 777 BLAINE ST | Non-lead - Copper | On site inspection only | Non-lead - Copper | No | On site inspection only | Single family | [9 empty] | Non-Lead
| 532 LEASURE ST | Non-lead - Copper | On site inspection only | Non-lead - Copper | No | On site inspection only | Single family | [9 empty] | Non-Lead
| 1591 JAMES ST | Non-lead - Copper | On site inspection only | Non-lead - Copper | No | On site inspection only | Single family | [9 empty] | Non-Lead
| 1248 KENNEDY ST | Non-lead - Copper | On site inspection only | Non-lead - Copper | No | On site inspection only | Single family | [9 empty] | Non-Lead
| 988 PANA ST | Non-lead - Copper | On site inspection only | Non-lead - Copper | No | On site inspection only | Single family | [9 empty] | Non-Lead
| 1573 JAMES ST | Non-lead - Copper | On site inspection only | Non-lead - Copper | No | On site inspection only | Single family | [9 empty] | Non-Lead
| 3151 JONAH PL | Non-lead - Copper | On site inspection only | Non-lead - Copper | No | On site inspection only | Single family | [9 empty] | Non-Lead
| 1045 TIERRA LYNN DR | Non-lead - Copper | On site inspection only | Non-lead - Copper | No | On site inspection only | Single family | [9 empty] | Non-Lead
| 3301 LINDA ST | Non-lead - Copper | On site inspection only | Non-lead - Copper | No | On site inspection only | Single family | [9 empty] | Non-Lead
| 198 BAYLOR DR | Non-lead - Copper | On site inspection only | Non-lead - Copper | No | On site inspection only | Single family | [9 empty] | Non-Lead
| 3129 STEVEN ST | Non-lead - Copper | On site inspection only | Non-lead - Copper | No | On site inspection only | Single family | [9 empty] | Non-Lead
| 887 HARDCASTLE AVE | Non-lead - Copper | On site inspection only | Non-lead - Copper | No | On site inspection only | Single family | [9 empty] | Non-Lead
| 1002 HARDCASTLE AVE | Non-lead - Copper | On site inspection only | Non-lead - Copper | No | On site inspection only | Single family | [9 empty] | Non-Lead
| 720 YOUNG ST | Non-lead - Copper | On site inspection only | Non-lead - Copper | No | On site inspection only | Single family | [9 empty] | Non-Lead
| 1450 ALEXANDRA AVE | Non-lead - Copper | On site inspection only | Non-lead - Copper | No | On site inspection only | Single family | [9 empty] | Non-Lead
| 598 A ST | Non-lead - Copper | On site inspection only | Non-lead - Copper | No | On site inspection only | Single family | [9 empty] | Non-Lead
| 1133 COMSTOCK WAY | Non-lead - Copper | On site inspection only | Non-lead - Copper | No | On site inspection only | Single family | [9 empty] | Non-Lead
| 988 SIXTH ST | Non-lead - Copper | On site inspection only | Non-lead - Copper | No | On site inspection only | Single family | [9 empty] | Non-Lead
| 2768 STANFORD ST | Non-lead - Copper | On site inspection only | Non-lead - Copper | No | On site inspection only | Single family | [9 empty] | Non-Lead
| 1600 VAN LIEU CT | Non-lead - Copper | On site inspection only | Non-lead - Copper | No | On site inspection only | Single family | [9 empty] | Non-Lead
| 895 E LINCOLN ST F | Non-lead - Copper | On site inspection only | Non-lead - Copper | No | On site inspection only | Single family | [9 empty] | Non-Lead
| 459 FOURTH ST | Non-lead - Copper | On site inspection only | Non-lead - Copper | No | On site inspection only | Single family | [9 empty] | Non-Lead
| 1251 KENNEDY ST | Non-lead - Copper | On site inspection only | Non-lead - Copper | No | On site inspection only | Single family | [9 empty] | Non-Lead
| 810 PANA ST | Non-lead - Copper | On site inspection only | Non-lead - Copper | No | On site inspection only | Single family | [9 empty] | Non-Lead
| 1832 HARDCASTLE AVE | Non-lead - Copper | On site inspection only | Non-lead - Copper | No | On site inspection only | Single family | [9 empty] | Non-Lead
| 1201 GOOSE CREEK RD | Non-lead - Copper | On site inspection only | Non-lead - Copper | No | On site inspection only | Single family | [9 empty] | Non-Lead
| 640 FILBERT ST | Non-lead - Copper | On site inspection only | Non-lead - Copper | No | On site inspection only | Single family | [9 empty] | Non-Lead
| 1040 TIERRA LYNN DR | Non-lead - Copper | On site inspection only | Non-lead - Copper | No | On site inspection only | Single family | [9 empty] | Non-Lead
| 296 SYCAMORE AVE | Non-lead - Copper | On site inspection only | Non-lead - Copper | No | On site inspection only | Single family | [9 empty] | Non-Lead
| 1011 QUEEN CITY BLVD | Non-lead - Copper | On site inspection only | Non-lead - Copper | No | On site inspection only | Single family | [9 empty] | Non-Lead
| 811 N FRONT ST | Non-lead - Copper | On site inspection only | Non-lead - Copper | No | On site inspection only | Single family | [9 empty] | Non-Lead
| 1455 N FRONT ST | Non-lead - Copper | On site inspection only | Non-lead - Copper | No | On site inspection only | Single family | [9 empty] | Non-Lead
| 1182 N SECOND ST | Non-lead - Copper | On site inspection only | Non-lead - Copper | No | On site inspection only | Single family | [9 empty] | Non-Lead
| 1861 CENTENNIAL DR | Non-lead - Copper | On site inspection only | Non-lead - Copper | No | On site inspection only | Single family | [9 empty] | Non-Lead
| 316 BROWN ST | Non-lead - Copper | On site inspection only | Non-lead - Copper | No | On site inspection only | Single family | [9 empty] | Non-Lead
| 755 HERMANSON ST | Non-lead - Copper | On site inspection only | Non-lead - Copper | No | On site inspection only | Single family | [9 empty] | Non-Lead
| 374 PALM AVE | Non-lead - Copper | On site inspection only | Non-lead - Copper | No | On site inspection only | Single family | [9 empty] | Non-Lead
| 1400 ALEXANDRA CT | Non-lead - Copper | On site inspection only | Non-lead - Copper | No | On site inspection only | Single family | [9 empty] | Non-Lead
| 765 S PACIFIC HWY #45 | Non-lead - Copper | On site inspection only | Galvanized (Iron or Steel) | No | On site inspection only | Single family | [9 empty] | Non-Lead
| 295 ANDREA CT | Non-lead - Copper | On site inspection only | Non-lead - Copper | No | On site inspection only | Single family | [9 empty] | Non-Lead
| 1250 NEWBERG HWY | Non-lead - Copper | On site inspection only | Non-lead - Copper | No | On site inspection only | Single family | [9 empty] | Non-Lead
| 1425 TOMLIN AVE | Non-lead - Copper | On site inspection only | Non-lead - Copper | No | On site inspection only | Single family | [9 empty] | Non-Lead
| 528 RYE ST | Non-lead - Copper | On site inspection only | Non-lead - Plastic | No | On site inspection only | Single family | [9 empty] | Non-Lead
| 2779 ROANOKE ST | Non-lead - Copper | On site inspection only | Non-lead - Copper | No | On site inspection only | Single family | [9 empty] | Non-Lead
| 1133 HERMANSON ST | Non-lead - Copper | On site inspection only | Non-lead - Copper | No | On site inspection only | Single family | [9 empty] | Non-Lead
| 1585 JAMES ST | Non-lead - Copper | On site inspection only | Non-lead - Copper | No | On site inspection only | Single family | [9 empty] | Non-Lead
| 765 S PACIFIC HWY #34 | Non-lead - Copper | On site inspection only | Galvanized (Iron or Steel) | No | On site inspection only | Single family | [9 empty] | Non-Lead
| 1107 FOXGLOVE ST | Non-lead - Copper | On site inspection only | Non-lead - Plastic | No | On site inspection only | Single family | [9 empty] | Non-Lead
| 463 TURNBERRY AVE | Non-lead - Copper | On site inspection only | Non-lead - Copper | No | On site inspection only | Single family | [9 empty] | Non-Lead
| 1565 INDEPENDENCE AVE | Non-lead - Copper | On site inspection only | Non-lead - Copper | No | On site inspection only | Single family | [9 empty] | Non-Lead
| 588 W LINCOLN ST | Non-lead - Copper | On site inspection only | Non-lead - Copper | No | On site inspection only | Single family | [9 empty] | Non-Lead
| 656 TROON AVE | Non-lead - Copper | On site inspection only | Non-lead - Plastic | No | On site inspection only | Single family | [9 empty] | Non-Lead
| 1251 MCKINLEY ST | Non-lead - Copper | On site inspection only | Non-lead - Copper | No | On site inspection only | Single family | [9 empty] | Non-Lead
| 1409 HARDCASTLE AVE | Non-lead - Copper | On site inspection only | Non-lead - Copper | No | On site inspection only | Single family | [9 empty] | Non-Lead
| 1078 YOUNG ST | Non-lead - Copper | On site inspection only | Non-lead - Copper | No | On site inspection only | Single family | [9 empty] | Non-Lead
| 382 IRONWOOD TER | Non-lead - Copper | On site inspection only | Non-lead - Copper | No | On site inspection only | Single family | [9 empty] | Non-Lead
| 975 E CLEVELAND ST | Non-lead - Copper | On site inspection only | Non-lead - Copper | No | On site inspection only | Single family | [9 empty] | Non-Lead
| 867 N FRONT ST | Non-lead - Copper | On site inspection only | Non-lead - Copper | No | On site inspection only | Single family | [9 empty] | Non-Lead
| 1100 KOFFLER AVE | Non-lead - Copper | On site inspection only | Non-lead - Copper | No | On site inspection only | Single family | [9 empty] | Non-Lead
| 933 S FRONT ST | Non-lead - Copper | On site inspection only | Non-lead - Copper | No | On site inspection only | Single family | [9 empty] | Non-Lead
| 820 E CLEVELAND ST | Non-lead - Copper | On site inspection only | Non-lead - Copper | No | On site inspection only | Single family | [9 empty] | Non-Lead
| 1309 W HAYES ST | Non-lead - Copper | On site inspection only | Non-lead - Copper | No | On site inspection only | Single family | [9 empty] | Non-Lead
| 635 FIR ST | Non-lead - Copper | On site inspection only | Non-lead - Copper | No | On site inspection only | Single family | [9 empty] | Non-Lead
| 668 YOUNG ST | Non-lead - Copper | On site inspection only | Non-lead - Copper | No | On site inspection only | Single family | [9 empty] | Non-Lead
| 344 BAYLOR DR | Non-lead - Copper | On site inspection only | Non-lead - Copper | No | On site inspection only | Single family | [9 empty] | Non-Lead
| 1551 DAHLIA ST | Non-lead - Copper | On site inspection only | Non-lead - Plastic | No | On site inspection only | Single family | [9 empty] | Non-Lead
| 335 STARK ST | Non-lead - Copper | On site inspection only | Non-lead - Copper | No | On site inspection only | Single family | [9 empty] | Non-Lead
| 1012 ROY AVE | Non-lead - Copper | On site inspection only | Non-lead - Copper | No | On site inspection only | Single family | [9 empty] | Non-Lead
| 3417 SWEETWATER AVE | Non-lead - Copper | On site inspection only | Non-lead - Copper | No | On site inspection only | Single family | [9 empty] | Non-Lead
| 1106 N SECOND ST | Non-lead - Copper | On site inspection only | Non-lead - Copper | No | On site inspection only | Single family | [9 empty] | Non-Lead
| 290 HAWLEY ST | Non-lead - Copper | On site inspection only | Non-lead - Copper | No | On site inspection only | Single family | [9 empty] | Non-Lead
| 1158 COUNTRY LN | Non-lead - Copper | On site inspection only | Non-lead - Copper | No | On site inspection only | Single family | [9 empty] | Non-Lead
| 882 MEADOWVALE LN | Non-lead - Copper | On site inspection only | Non-lead - Copper | No | On site inspection only | Single family | [9 empty] | Non-Lead
| 885 N CASCADE DR | Non-lead - Copper | On site inspection only | Non-lead - Copper | No | On site inspection only | Single family | [9 empty] | Non-Lead
| 330 STARK CT | Non-lead - Copper | On site inspection only | Non-lead - Copper | No | On site inspection only | Single family | [9 empty] | Non-Lead
| 1316 E CLEVELAND ST | Non-lead - Copper | On site inspection only | Non-lead - Copper | No | On site inspection only | Single family | [9 empty] | Non-Lead
| 445 WORKMAN DR | Non-lead - Copper | On site inspection only | Non-lead - Copper | No | On site inspection only | Single family | [9 empty] | Non-Lead
| 562 GATCH ST | Non-lead - Copper | On site inspection only | Non-lead - Copper | No | On site inspection only | Single family | [9 empty] | Non-Lead
| 537 COMSTOCK AVE | Non-lead - Copper | On site inspection only | Non-lead - Copper | No | On site inspection only | Single family | [9 empty] | Non-Lead
| 3440 SWEETWATER AVE | Non-lead - Copper | On site inspection only | Non-lead - Copper | No | On site inspection only | Single family | [9 empty] | Non-Lead
| 379 E CLACKAMAS CIR | Non-lead - Copper | On site inspection only | Non-lead - Copper | No | On site inspection only | Single family | [9 empty] | Non-Lead
| 436 BARLEY ST | Non-lead - Copper | On site inspection only | Non-lead - Plastic | No | On site inspection only | Single family | [9 empty] | Non-Lead
| 1127 COUNTRY LN | Non-lead - Copper | On site inspection only | Non-lead - Copper | No | On site inspection only | Single family | [9 empty] | Non-Lead
| 1147 THIRD ST | Non-lead - Copper | On site inspection only | Non-lead - Copper | No | On site inspection only | Single family | [9 empty] | Non-Lead
| 546 OATS ST | Non-lead - Copper | On site inspection only | Non-lead - Plastic | No | On site inspection only | Single family | [9 empty] | Non-Lead
| 2778 DUKE ST | Non-lead - Copper | On site inspection only | Non-lead - Plastic | No | On site inspection only | Single family | [9 empty] | Non-Lead
| 1056 MCKINLEY ST | Non-lead - Copper | On site inspection only | Non-lead - Copper | No | On site inspection only | Single family | [9 empty] | Non-Lead
| 840 E LINCOLN ST | Non-lead - Copper | On site inspection only | Non-lead - Copper | No | On site inspection only | Single family | [9 empty] | Non-Lead
| 1150 E CLEVELAND ST | Non-lead - Copper | On site inspection only | Non-lead - Copper | No | On site inspection only | Single family | [9 empty] | Non-Lead
| 230 MARSHALL ST | Non-lead - Copper | On site inspection only | Non-lead - Copper | No | On site inspection only | Single family | [9 empty] | Non-Lead
| 285 N SECOND ST | Non-lead - Copper | On site inspection only | Non-lead - Copper | No | On site inspection only | Single family | [9 empty] | Non-Lead
| 1165 N SECOND ST | Non-lead - Copper | On site inspection only | Non-lead - Copper | No | On site inspection only | Single family | [9 empty] | Non-Lead
| 1105 N SECOND ST | Non-lead - Copper | On site inspection only | Non-lead - Copper | No | On site inspection only | Single family | [9 empty] | Non-Lead
| 1075 W LINCOLN ST | Non-lead - Copper | On site inspection only | Non-lead - Copper | No | On site inspection only | Single family | [9 empty] | Non-Lead
| 599 S SETTLEMIER AVE | Non-lead - Copper | On site inspection only | Non-lead - Copper | No | On site inspection only | Single family | [9 empty] | Non-Lead
| 555 FILBERT ST | Non-lead - Copper | On site inspection only | Non-lead - Copper | No | On site inspection only | Single family | [9 empty] | Non-Lead
| 414 PAULUS CT | Non-lead - Copper | On site inspection only | Non-lead - Copper | No | On site inspection only | Single family | [9 empty] | Non-Lead
| 1225 HARDCASTLE AVE | Non-lead - Copper | On site inspection only | Non-lead - Copper | No | On site inspection only | Single family | [9 empty] | Non-Lead
| 3659 SWEETWATER AVE | Non-lead - Copper | On site inspection only | Non-lead - Copper | No | On site inspection only | Single family | [9 empty] | Non-Lead
| 1001 HARDCASTLE AVE | Non-lead - Copper | On site inspection only | Non-lead - Copper | No | On site inspection only | Single family | [9 empty] | Non-Lead
| 275 ANDREA CT | Non-lead - Copper | On site inspection only | Non-lead - Copper | No | On site inspection only | Single family | [9 empty] | Non-Lead
| 765 S PACIFIC HWY #36 | Non-lead - Copper | On site inspection only | Galvanized (Iron or Steel) | No | On site inspection only | Single family | [9 empty] | Non-Lead
| 1240 GREENVIEW DR | Non-lead - Copper | On site inspection only | Non-lead - Copper | No | On site inspection only | Single family | [9 empty] | Non-Lead
| 1168 N SECOND ST | Non-lead - Copper | On site inspection only | Non-lead - Copper | No | On site inspection only | Single family | [9 empty] | Non-Lead
| 1080 KOFFLER AVE | Non-lead - Copper | On site inspection only | Non-lead - Copper | No | On site inspection only | Single family | [9 empty] | Non-Lead
| 1237 INDEPENDENCE AVE | Non-lead - Copper | On site inspection only | Non-lead - Copper | No | On site inspection only | Single family | [9 empty] | Non-Lead
| 428 GATCH ST | Non-lead - Copper | On site inspection only | Non-lead - Copper | No | On site inspection only | Single family | [9 empty] | Non-Lead
| 704 YOUNG ST | Non-lead - Copper | On site inspection only | Non-lead - Copper | No | On site inspection only | Single family | [9 empty] | Non-Lead
| 1244 E LINCOLN ST | Non-lead - Copper | On site inspection only | Non-lead - Copper | No | On site inspection only | Single family | [9 empty] | Non-Lead
| 820 FESCUE AVE | Non-lead - Copper | On site inspection only | Non-lead - Plastic | No | On site inspection only | Single family | [9 empty] | Non-Lead
| 1234 KENNEDY ST | Non-lead - Copper | On site inspection only | Non-lead - Copper | No | On site inspection only | Single family | [9 empty] | Non-Lead
| 610 WALKER CT | Non-lead - Copper | On site inspection only | Non-lead - Copper | No | On site inspection only | Single family | [9 empty] | Non-Lead
| 2644 STANFORD ST | Non-lead - Copper | On site inspection only | Non-lead - Copper | No | On site inspection only | Single family | [9 empty] | Non-Lead
| 1088 N SECOND ST | Non-lead - Copper | On site inspection only | Non-lead - Copper | No | On site inspection only | Single family | [9 empty] | Non-Lead
| 895 BROWN ST | Non-lead - Copper | On site inspection only | Non-lead - Copper | No | On site inspection only | Single family | [9 empty] | Non-Lead
| 1031 QUEEN CITY BLVD | Non-lead - Copper | On site inspection only | Non-lead - Copper | No | On site inspection only | Single family | [9 empty] | Non-Lead
| 970 N FIRST ST | Non-lead - Copper | On site inspection only | Non-lead - Copper | No | On site inspection only | Single family | [9 empty] | Non-Lead
| 799 FESCUE AVE | Non-lead - Copper | On site inspection only | Non-lead - Plastic | No | On site inspection only | Single family | [9 empty] | Non-Lead
| 871 PANA ST | Non-lead - Copper | On site inspection only | Non-lead - Copper | No | On site inspection only | Single family | [9 empty] | Non-Lead
| 1165 MARCEL DR | Non-lead - Copper | On site inspection only | Non-lead - Copper | No | On site inspection only | Single family | [9 empty] | Non-Lead
| 948 N FIRST ST | Non-lead - Copper | On site inspection only | Non-lead - Copper | No | On site inspection only | Single family | [9 empty] | Non-Lead
| 1188 COMSTOCK WAY | Non-lead - Copper | On site inspection only | Non-lead - Copper | No | On site inspection only | Single family | [9 empty] | Non-Lead
| 1108 COUNTRY LN | Non-lead - Copper | On site inspection only | Non-lead - Copper | No | On site inspection only | Single family | [9 empty] | Non-Lead
| 765 S PACIFIC HWY #51 | Non-lead - Copper | On site inspection only | Galvanized (Iron or Steel) | No | On site inspection only | Single family | [9 empty] | Non-Lead
| 1086 PARK AVE | Non-lead - Copper | On site inspection only | Non-lead - Copper | No | On site inspection only | Single family | [9 empty] | Non-Lead
| 770 YOUNG ST | Non-lead - Copper | On site inspection only | Non-lead - Copper | No | On site inspection only | Single family | [9 empty] | Non-Lead
| 1004 COUNTRY LN | Non-lead - Copper | On site inspection only | Non-lead - Copper | No | On site inspection only | Single family | [9 empty] | Non-Lead
| 3471 HAWTHORN CIR | Non-lead - Copper | On site inspection only | Non-lead - Copper | No | On site inspection only | Single family | [9 empty] | Non-Lead
| 1053 COUNTRY LN | Non-lead - Copper | On site inspection only | Non-lead - Copper | No | On site inspection only | Single family | [9 empty] | Non-Lead
| 1066 COMSTOCK WAY | Non-lead - Copper | On site inspection only | Non-lead - Copper | No | On site inspection only | Single family | [9 empty] | Non-Lead
| 1553 AZTEC DR | Non-lead - Copper | On site inspection only | Non-lead - Copper | No | On site inspection only | Single family | [9 empty] | Non-Lead
| 2853 OXFORD ST | Non-lead - Copper | On site inspection only | Non-lead - Copper | No | On site inspection only | Single family | [9 empty] | Non-Lead
| 630 BRYAN ST | Non-lead - Copper | On site inspection only | Non-lead - Copper | No | On site inspection only | Single family | [9 empty] | Non-Lead
| 742 YOUNG ST | Non-lead - Copper | On site inspection only | Non-lead - Copper | No | On site inspection only | Single family | [9 empty] | Non-Lead
| 1004 HARDCASTLE AVE | Non-lead - Copper | On site inspection only | Non-lead - Copper | No | On site inspection only | Single family | [9 empty] | Non-Lead
| 698 OSTROM DR | Non-lead - Copper | On site inspection only | Non-lead - Plastic | No | On site inspection only | Single family | [9 empty] | Non-Lead
| 725 HERMANSON ST | Non-lead - Copper | On site inspection only | Non-lead - Copper | No | On site inspection only | Single family | [9 empty] | Non-Lead
| 594 WHEAT ST | Non-lead - Copper | On site inspection only | Non-lead - Plastic | No | On site inspection only | Single family | [9 empty] | Non-Lead
| 1147 E LINCOLN ST | Non-lead - Copper | On site inspection only | Non-lead - Copper | No | On site inspection only | Single family | [9 empty] | Non-Lead
| 690 HIGH ST | Non-lead - Copper | On site inspection only | Non-lead - Copper | No | On site inspection only | Single family | [9 empty] | Non-Lead
| 853 N FRONT ST | Non-lead - Copper | On site inspection only | Non-lead - Copper | No | On site inspection only | Single family | [9 empty] | Non-Lead
| 558 COMSTOCK AVE | Non-lead - Copper | On site inspection only | Non-lead - Copper | No | On site inspection only | Single family | [9 empty] | Non-Lead
| 3221 REED AVE | Non-lead - Copper | On site inspection only | Non-lead - Copper | No | On site inspection only | Single family | [9 empty] | Non-Lead
| 1495 INDEPENDENCE AVE | Non-lead - Copper | On site inspection only | Non-lead - Copper | No | On site inspection only | Single family | [9 empty] | Non-Lead
| 1113 THIRD ST | Non-lead - Copper | On site inspection only | Non-lead - Plastic | No | On site inspection only | Single family | [9 empty] | Non-Lead
| 860 MCKINLEY ST | Non-lead - Copper | On site inspection only | Non-lead - Copper | No | On site inspection only | Single family | [9 empty] | Non-Lead
| 3472 STEVEN ST | Non-lead - Copper | On site inspection only | Non-lead - Copper | No | On site inspection only | Single family | [9 empty] | Non-Lead
| 1596 IRIS ST | Non-lead - Copper | On site inspection only | Non-lead - Plastic | No | On site inspection only | Single family | [9 empty] | Non-Lead
| 825 SIXTH ST | Non-lead - Copper | On site inspection only | Non-lead - Copper | No | On site inspection only | Single family | [9 empty] | Non-Lead
| 678 YOUNG ST | Non-lead - Copper | On site inspection only | Non-lead - Copper | No | On site inspection only | Single family | [9 empty] | Non-Lead
| 720 HARRISON ST | Non-lead - Copper | On site inspection only | Non-lead - Copper | No | On site inspection only | Single family | [9 empty] | Non-Lead
| 597 PRAIRIE ST | Non-lead - Copper | On site inspection only | Non-lead - Copper | No | On site inspection only | Single family | [9 empty] | Non-Lead
| 2795 ROANOKE ST | Non-lead - Copper | On site inspection only | Non-lead - Copper | No | On site inspection only | Single family | [9 empty] | Non-Lead
| 1151 E LINCOLN ST | Non-lead - Copper | On site inspection only | Non-lead - Copper | No | On site inspection only | Single family | [9 empty] | Non-Lead
| 471 STARK ST | Non-lead - Copper | On site inspection only | Non-lead - Copper | No | On site inspection only | Single family | [9 empty] | Non-Lead
| 750 YOUNG ST | Non-lead - Copper | On site inspection only | Non-lead - Copper | No | On site inspection only | Single family | [9 empty] | Non-Lead
| 997 N FIRST ST | Non-lead - Copper | On site inspection only | Non-lead - Copper | No | On site inspection only | Single family | [9 empty] | Non-Lead
| 1014 PANA ST | Non-lead - Copper | On site inspection only | Non-lead - Copper | No | On site inspection only | Single family | [9 empty] | Non-Lead
| 1061 W HAYES ST | Non-lead - Copper | On site inspection only | Non-lead - Copper | No | On site inspection only | Single family | [9 empty] | Non-Lead
| 2682 OXFORD ST | Non-lead - Copper | On site inspection only | Non-lead - Copper | No | On site inspection only | Single family | [9 empty] | Non-Lead
| 1335 TOMLIN AVE | Non-lead - Copper | On site inspection only | Non-lead - Copper | No | On site inspection only | Single family | [9 empty] | Non-Lead
| 2787 REVERE ST | Non-lead - Copper | On site inspection only | Non-lead - Copper | No | On site inspection only | Single family | [9 empty] | Non-Lead
| 522 PARADISE ST | Non-lead - Copper | On site inspection only | Non-lead - Copper | No | On site inspection only | Single family | [9 empty] | Non-Lead
| 1660 W LINCOLN ST | Non-lead - Copper | On site inspection only | Non-lead - Copper | No | On site inspection only | Single family | [9 empty] | Non-Lead
| 1455 TOMLIN AVE | Non-lead - Copper | On site inspection only | Non-lead - Copper | No | On site inspection only | Single family | [9 empty] | Non-Lead
| 1259 EAGLE DR | Non-lead - Copper | On site inspection only | Non-lead - Copper | No | On site inspection only | Single family | [9 empty] | Non-Lead
| 902 N FIRST ST | Non-lead - Copper | On site inspection only | Non-lead - Copper | No | On site inspection only | Single family | [9 empty] | Non-Lead
| 1480 TOMLIN AVE | Non-lead - Copper | On site inspection only | Non-lead - Copper | No | On site inspection only | Single family | [9 empty] | Non-Lead
| 2823 ROANOKE ST | Non-lead - Copper | On site inspection only | Non-lead - Copper | No | On site inspection only | Single family | [9 empty] | Non-Lead
| 1410 ALEXANDRA AVE | Non-lead - Copper | On site inspection only | Non-lead - Copper | No | On site inspection only | Single family | [9 empty] | Non-Lead
| 113 WILLOW AVE | Non-lead - Copper | On site inspection only | Non-lead - Copper | No | On site inspection only | Single family | [9 empty] | Non-Lead
| 662 YOUNG ST | Non-lead - Copper | On site inspection only | Non-lead - Copper | No | On site inspection only | Single family | [9 empty] | Non-Lead
| 807 KELOWNA ST | Non-lead - Copper | On site inspection only | Non-lead - Copper | No | On site inspection only | Single family | [9 empty] | Non-Lead
| 2913 OXFORD ST | Non-lead - Copper | On site inspection only | Non-lead - Copper | No | On site inspection only | Single family | [9 empty] | Non-Lead
| 1501 DAYLILY ST | Non-lead - Copper | On site inspection only | Non-lead - Plastic | No | On site inspection only | Single family | [9 empty] | Non-Lead
| 2872 CHAMPIONSHIP DR | Non-lead - Copper | On site inspection only | Non-lead - Copper | No | On site inspection only | Single family | [9 empty] | Non-Lead
| 961 BROWN ST | Non-lead - Copper | On site inspection only | Non-lead - Copper | No | On site inspection only | Single family | [9 empty] | Non-Lead
| 1550 TIERRA LYNN DR | Non-lead - Copper | On site inspection only | Non-lead - Copper | No | On site inspection only | Single family | [9 empty] | Non-Lead
| 1448 IRIS ST | Non-lead - Copper | On site inspection only | Non-lead - Plastic | No | On site inspection only | Single family | [9 empty] | Non-Lead
| 1656 TEN OAKS LN | Non-lead - Copper | On site inspection only | Non-lead - Copper | No | On site inspection only | Single family | [9 empty] | Non-Lead
| 664 YOUNG ST | Non-lead - Copper | On site inspection only | Non-lead - Copper | No | On site inspection only | Single family | [9 empty] | Non-Lead
| 3392 CAMAS ST | Non-lead - Copper | On site inspection only | Non-lead - Copper | No | On site inspection only | Single family | [9 empty] | Non-Lead
| 983 BROWN ST | Non-lead - Copper | On site inspection only | Non-lead - Copper | No | On site inspection only | Single family | [9 empty] | Non-Lead
| 1190 KOTKA ST | Non-lead - Copper | On site inspection only | Non-lead - Copper | No | On site inspection only | Single family | [9 empty] | Non-Lead
| 1294 BLAINE ST | Non-lead - Copper | On site inspection only | Non-lead - Copper | No | On site inspection only | Single family | [9 empty] | Non-Lead
| 340 STARK ST | Non-lead - Copper | On site inspection only | Non-lead - Copper | No | On site inspection only | Single family | [9 empty] | Non-Lead
| 531 OSTROM DR | Non-lead - Copper | On site inspection only | Non-lead - Plastic | No | On site inspection only | Single family | [9 empty] | Non-Lead
| 2593 HALTER DR | Non-lead - Copper | On site inspection only | Non-lead - Plastic | No | On site inspection only | Single family | [9 empty] | Non-Lead
| 645 HALL ST | Non-lead - Copper | On site inspection only | Non-lead - Copper | No | On site inspection only | Single family | [9 empty] | Non-Lead
| 701 FILBERT ST | Non-lead - Copper | On site inspection only | Non-lead - Copper | No | On site inspection only | Single family | [9 empty] | Non-Lead
| 753 LEASURE ST | Non-lead - Copper | On site inspection only | Non-lead - Copper | No | On site inspection only | Single family | [9 empty] | Non-Lead
| 230 BOEAN LN | Non-lead - Copper | On site inspection only | Non-lead - Copper | No | On site inspection only | Single family | [9 empty] | Non-Lead
| 1215 KOTKA ST | Non-lead - Copper | On site inspection only | Non-lead - Copper | No | On site inspection only | Single family | [9 empty] | Non-Lead
| 749 NORTH CT | Non-lead - Copper | On site inspection only | Non-lead - Copper | No | On site inspection only | Single family | [9 empty] | Non-Lead
| 659 THIRD ST | Non-lead - Copper | On site inspection only | Non-lead - Copper | No | On site inspection only | Single family | [9 empty] | Non-Lead
| 1131 FOXGLOVE ST | Non-lead - Copper | On site inspection only | Non-lead - Plastic | No | On site inspection only | Single family | [9 empty] | Non-Lead
| 1793 SALLAL RD | Non-lead - Copper | On site inspection only | Non-lead - Copper | No | On site inspection only | Single family | [9 empty] | Non-Lead
| 1113 W LINCOLN ST | Non-lead - Copper | On site inspection only | Non-lead - Copper | No | On site inspection only | Single family | [9 empty] | Non-Lead
| 614 COMSTOCK AVE | Non-lead - Copper | On site inspection only | Non-lead - Copper | No | On site inspection only | Single family | [9 empty] | Non-Lead
| 2251 HALTER DR | Non-lead - Copper | On site inspection only | Non-lead - Plastic | No | On site inspection only | Single family | [9 empty] | Non-Lead
| 615 COZY WAY | Non-lead - Copper | On site inspection only | Non-lead - Plastic | No | On site inspection only | Single family | [9 empty] | Non-Lead
| 891 MCKINLEY ST | Non-lead - Copper | On site inspection only | Non-lead - Copper | No | On site inspection only | Single family | [9 empty] | Non-Lead
| 243 HARVARD DR | Non-lead - Copper | On site inspection only | Non-lead - Copper | No | On site inspection only | Single family | [9 empty] | Non-Lead
| 873 MEADOWVALE LN | Non-lead - Copper | On site inspection only | Non-lead - Copper | No | On site inspection only | Single family | [9 empty] | Non-Lead
| 548 DOUD ST | Non-lead - Copper | On site inspection only | Non-lead - Copper | No | On site inspection only | Single family | [9 empty] | Non-Lead
| 542 COZY WAY | Non-lead - Copper | On site inspection only | Non-lead - Plastic | No | On site inspection only | Single family | [9 empty] | Non-Lead
| 502 E LINCOLN ST | Non-lead - Copper | On site inspection only | Non-lead - Copper | No | On site inspection only | Single family | [9 empty] | Non-Lead
| 855 MEADOWVALE LN | Non-lead - Copper | On site inspection only | Non-lead - Copper | No | On site inspection only | Single family | [9 empty] | Non-Lead
| 681 BEN BROWN LN | Non-lead - Copper | On site inspection only | Non-lead - Plastic | No | On site inspection only | Single family | [9 empty] | Non-Lead
| 471 MARSHALL ST | Non-lead - Copper | On site inspection only | Non-lead - Copper | No | On site inspection only | Single family | [9 empty] | Non-Lead
| 1064 ALDER LN | Non-lead - Copper | On site inspection only | Non-lead - Copper | No | On site inspection only | Single family | [9 empty] | Non-Lead
| 3100 STEVEN ST | Non-lead - Copper | On site inspection only | Non-lead - Copper | No | On site inspection only | Single family | [9 empty] | Non-Lead
| 1565 AZTEC DR | Non-lead - Copper | On site inspection only | Non-lead - Copper | No | On site inspection only | Single family | [9 empty] | Non-Lead
| 2803 REVERE ST | Non-lead - Copper | On site inspection only | Non-lead - Copper | No | On site inspection only | Single family | [9 empty] | Non-Lead
| 469 BRADLEY ST | Non-lead - Copper | On site inspection only | Non-lead - Copper | No | On site inspection only | Single family | [9 empty] | Non-Lead
| 115 GATCH ST | Non-lead - Copper | On site inspection only | Non-lead - Copper | No | On site inspection only | Single family | [9 empty] | Non-Lead
| 487 VINE AVE | Non-lead - Copper | On site inspection only | Non-lead - Copper | No | On site inspection only | Single family | [9 empty] | Non-Lead
| 1039 N FIRST ST | Non-lead - Copper | On site inspection only | Non-lead - Copper | No | On site inspection only | Single family | [9 empty] | Non-Lead
| 485 OATS ST | Non-lead - Copper | On site inspection only | Non-lead - Plastic | No | On site inspection only | Single family | [9 empty] | Non-Lead
| 960 CAROL ST | Non-lead - Copper | On site inspection only | Non-lead - Copper | No | On site inspection only | Single family | [9 empty] | Non-Lead
| 577 BRYAN ST | Non-lead - Copper | On site inspection only | Non-lead - Copper | No | On site inspection only | Single family | [9 empty] | Non-Lead
| 1445 MARCEL CT | Non-lead - Copper | On site inspection only | Non-lead - Copper | No | On site inspection only | Single family | [9 empty] | Non-Lead
| 168 BAYLOR DR | Non-lead - Copper | On site inspection only | Non-lead - Copper | No | On site inspection only | Single family | [9 empty] | Non-Lead
| 1175 ORCHARD LN | Non-lead - Copper | On site inspection only | Non-lead - Copper | No | Customer data | Single family | [9 empty] | Non-Lead
| 494 BARLEY ST | Non-lead - Copper | On site inspection only | Non-lead - Plastic | No | On site inspection only | Single family | [9 empty] | Non-Lead
| 844 PANA ST | Non-lead - Copper | On site inspection only | Non-lead - Copper | No | On site inspection only | Single family | [9 empty] | Non-Lead
| 1031 MCKINLEY ST | Non-lead - Copper | On site inspection only | Non-lead - Copper | No | On site inspection only | Single family | [9 empty] | Non-Lead
| 2636 DUKE ST | Non-lead - Copper | On site inspection only | Non-lead - Plastic | No | On site inspection only | Single family | [9 empty] | Non-Lead
| 1254 KENNEDY ST | Non-lead - Copper | On site inspection only | Non-lead - Copper | No | On site inspection only | Single family | [9 empty] | Non-Lead
| 746 YOUNG ST | Non-lead - Copper | On site inspection only | Non-lead - Copper | No | On site inspection only | Single family | [9 empty] | Non-Lead
| 711 S FRONT ST | Non-lead - Copper | On site inspection only | Non-lead - Copper | No | On site inspection only | Single family | [9 empty] | Non-Lead
| 425 BRADLEY ST | Non-lead - Copper | On site inspection only | Non-lead - Copper | No | On site inspection only | Single family | [9 empty] | Non-Lead
| 1120 ROY AVE | Non-lead - Copper | On site inspection only | Non-lead - Copper | No | On site inspection only | Single family | [9 empty] | Non-Lead
| 3060 OXFORD ST | Non-lead - Copper | On site inspection only | Non-lead - Copper | No | On site inspection only | Single family | [9 empty] | Non-Lead
| 1060 BRYAN ST | Non-lead - Copper | On site inspection only | Non-lead - Copper | No | On site inspection only | Single family | [9 empty] | Non-Lead
| 449 S FRONT ST | Non-lead - Copper | On site inspection only | Non-lead - Copper | No | On site inspection only | Single family | [9 empty] | Non-Lead
| 745 MAPLEWOOD CT | Non-lead - Copper | On site inspection only | Non-lead - Copper | No | On site inspection only | Single family | [9 empty] | Non-Lead
| 418 PAULUS CT | Non-lead - Copper | On site inspection only | Non-lead - Copper | No | On site inspection only | Single family | [9 empty] | Non-Lead
| 410 PAULUS CT | Non-lead - Copper | On site inspection only | Non-lead - Copper | No | On site inspection only | Single family | [9 empty] | Non-Lead
| 1370 E CLEVELAND ST | Non-lead - Copper | On site inspection only | Non-lead - Copper | No | On site inspection only | Single family | [9 empty] | Non-Lead
| 250 BRIDLEWOOD LN | Non-lead - Copper | On site inspection only | Non-lead - Copper | No | On site inspection only | Single family | [9 empty] | Non-Lead
| 642 LEASURE ST | Non-lead - Copper | On site inspection only | Non-lead - Copper | No | On site inspection only | Single family | [9 empty] | Non-Lead
| 975 E LINCOLN ST | Non-lead - Copper | On site inspection only | Non-lead - Copper | No | On site inspection only | Single family | [9 empty] | Non-Lead
| 1048 ORCHARD LN | Non-lead - Copper | On site inspection only | Non-lead - Copper | No | On site inspection only | Single family | [9 empty] | Non-Lead
| 1053 YOUNG ST | Non-lead - Copper | On site inspection only | Non-lead - Copper | No | On site inspection only | Single family | [9 empty] | Non-Lead
| 1488 JAMES ST | Non-lead - Copper | On site inspection only | Non-lead - Copper | No | On site inspection only | Single family | [9 empty] | Non-Lead
| 1988 KING WAY | Non-lead - Copper | On site inspection only | Non-lead - Copper | No | On site inspection only | Single family | [9 empty] | Non-Lead
| 2529 MERIDIAN CT | Non-lead - Copper | On site inspection only | Non-lead - Copper | No | On site inspection only | Single family | [9 empty] | Non-Lead
| 776 BLAINE ST | Non-lead - Copper | On site inspection only | Non-lead - Copper | No | On site inspection only | Single family | [9 empty] | Non-Lead
| 425 LANDAU DR | Non-lead - Copper | On site inspection only | Non-lead - Copper | No | On site inspection only | Single family | [9 empty] | Non-Lead
| 382 TULIP AVE | Non-lead - Copper | On site inspection only | Non-lead - Copper | No | On site inspection only | Single family | [9 empty] | Non-Lead
| 1220 MARCEL DR | Non-lead - Copper | On site inspection only | Non-lead - Copper | No | On site inspection only | Single family | [9 empty] | Non-Lead
| 1160 HARDCASTLE AVE | Non-lead - Copper | On site inspection only | Non-lead - Copper | No | On site inspection only | Single family | [9 empty] | Non-Lead
| 3388 STEVEN ST | Non-lead - Copper | On site inspection only | Non-lead - Copper | No | On site inspection only | Single family | [9 empty] | Non-Lead
| 1110 PARK CIR | Non-lead - Copper | On site inspection only | Non-lead - Copper | No | On site inspection only | Single family | [9 empty] | Non-Lead
| 1495 ASTOR WAY | Non-lead - Copper | On site inspection only | Non-lead - Copper | No | On site inspection only | Single family | [9 empty] | Non-Lead
| 1025 BLAINE ST | Non-lead - Copper | On site inspection only | Non-lead - Copper | No | On site inspection only | Single family | [9 empty] | Non-Lead
| 1848 MERIDIAN DR | Non-lead - Copper | On site inspection only | Non-lead - Copper | No | On site inspection only | Single family | [9 empty] | Non-Lead
| 844 BEN BROWN LN | Non-lead - Copper | On site inspection only | Non-lead - Plastic | No | On site inspection only | Single family | [9 empty] | Non-Lead
| 1330 GEORGE ST | Non-lead - Copper | On site inspection only | Non-lead - Copper | No | On site inspection only | Single family | [9 empty] | Non-Lead
| 146 D ST | Non-lead - Copper | On site inspection only | Non-lead - Copper | No | On site inspection only | Single family | [9 empty] | Non-Lead
| 3133 SENECAL CREEK DR | Non-lead - Copper | On site inspection only | Non-lead - Copper | No | On site inspection only | Single family | [9 empty] | Non-Lead
| 645 CAROL ST | Non-lead - Copper | On site inspection only | Non-lead - Copper | No | On site inspection only | Single family | [9 empty] | Non-Lead
| 842 THIRD ST | Non-lead - Copper | On site inspection only | Non-lead - Copper | No | On site inspection only | Single family | [9 empty] | Non-Lead
| 585 HAWLEY ST | Non-lead - Copper | On site inspection only | Non-lead - Copper | No | On site inspection only | Single family | [9 empty] | Non-Lead
| 1230 MAYANNA DR | Non-lead - Copper | On site inspection only | Non-lead - Copper | No | On site inspection only | Single family | [9 empty] | Non-Lead
| 2514 COLEWOOD DR | Non-lead - Copper | On site inspection only | Non-lead - Copper | No | On site inspection only | Single family | [9 empty] | Non-Lead
| 515 COMSTOCK AVE | Non-lead - Copper | On site inspection only | Non-lead - Copper | No | On site inspection only | Single family | [9 empty] | Non-Lead
| 996 PANA ST | Non-lead - Copper | On site inspection only | Non-lead - Copper | No | On site inspection only | Single family | [9 empty] | Non-Lead
| 2584 JAMESTOWN ST | Non-lead - Copper | On site inspection only | Non-lead - Copper | No | On site inspection only | Single family | [9 empty] | Non-Lead
| 1435 SILVERTON RD | Non-lead - Copper | On site inspection only | Non-lead - Copper | No | On site inspection only | Single family | [9 empty] | Non-Lead
| 1400 JUNE WAY | Non-lead - Copper | On site inspection only | Non-lead - Copper | No | On site inspection only | Single family | [9 empty] | Non-Lead
| 444 YOUNG ST | Non-lead - Copper | On site inspection only | Non-lead - Copper | No | On site inspection only | Single family | [9 empty] | Non-Lead
| 444 INGLEWOOD LN | Non-lead - Copper | On site inspection only | Non-lead - Copper | No | On site inspection only | Single family | [9 empty] | Non-Lead
| 550 PRAIRIE ST | Non-lead - Copper | On site inspection only | Non-lead - Copper | No | On site inspection only | Single family | [9 empty] | Non-Lead
| 1189 FIFTH ST | Non-lead - Copper | On site inspection only | Non-lead - Copper | No | On site inspection only | Single family | [9 empty] | Non-Lead
| 1217 GREENVIEW DR | Non-lead - Copper | On site inspection only | Non-lead - Copper | No | On site inspection only | Single family | [9 empty] | Non-Lead
| 221 BROWN ST | Non-lead - Copper | On site inspection only | Galvanized (Iron or Steel) | No | On site inspection only | Single family | [9 empty] | Non-Lead
| 1715 LAUREL AVE | Non-lead - Copper | On site inspection only | Non-lead - Copper | No | On site inspection only | Single family | [9 empty] | Non-Lead
| 11831 NE CHATEAU DR | Non-lead - Copper | On site inspection only | Non-lead - Plastic | No | On site inspection only | Single family | [9 empty] | Non-Lead
| 2740 REVERE ST | Non-lead - Copper | On site inspection only | Non-lead - Copper | No | On site inspection only | Single family | [9 empty] | Non-Lead
| 693 W HAYES ST | Non-lead - Copper | On site inspection only | Non-lead - Copper | No | On site inspection only | Single family | [9 empty] | Non-Lead
| 1767 W HAYES ST | Non-lead - Copper | On site inspection only | Non-lead - Plastic | No | Records only | Single family | [9 empty] | Non-Lead
| 2781 CREIGHTON ST | Non-lead - Copper | On site inspection only | Non-lead - Plastic | No | On site inspection only | Single family | [9 empty] | Non-Lead
| 711 BLUE GRASS AVE | Non-lead - Copper | On site inspection only | Non-lead - Plastic | No | On site inspection only | Single family | [9 empty] | Non-Lead
| 722 YOUNG ST | Non-lead - Copper | On site inspection only | Non-lead - Copper | No | On site inspection only | Single family | [9 empty] | Non-Lead
| 800 HERMANSON ST | Non-lead - Copper | On site inspection only | Non-lead - Copper | No | On site inspection only | Single family | [9 empty] | Non-Lead
| 1740 HARDCASTLE AVE | Non-lead - Copper | On site inspection only | Non-lead - Copper | No | On site inspection only | Single family | [9 empty] | Non-Lead
| 765 LEASURE ST | Non-lead - Copper | On site inspection only | Galvanized (Iron or Steel) | No | On site inspection only | Single family | [9 empty] | Non-Lead
| 1003 COUNTRY LN | Non-lead - Copper | On site inspection only | Non-lead - Copper | No | On site inspection only | Single family | [9 empty] | Non-Lead
| 755 FESCUE AVE | Non-lead - Copper | On site inspection only | Non-lead - Plastic | No | On site inspection only | Single family | [9 empty] | Non-Lead
| 1139 VANDERBECK RD | Non-lead - Copper | On site inspection only | Non-lead - Copper | No | On site inspection only | Single family | [9 empty] | Non-Lead
| 865 PANA ST | Non-lead - Copper | On site inspection only | Non-lead - Copper | No | On site inspection only | Single family | [9 empty] | Non-Lead
| 2755 FAIRWAY ST | Non-lead - Copper | On site inspection only | Non-lead - Copper | No | On site inspection only | Single family | [9 empty] | Non-Lead
| 319 THIRD ST | Non-lead - Copper | On site inspection only | Non-lead - Copper | No | On site inspection only | Single family | [9 empty] | Non-Lead
| 620 WALKER CT | Non-lead - Copper | On site inspection only | Non-lead - Copper | No | On site inspection only | Single family | [9 empty] | Non-Lead
| 1625 PARK AVE | Non-lead - Copper | On site inspection only | Non-lead - Copper | No | On site inspection only | Single family | [9 empty] | Non-Lead
| 373 GATCH ST | Non-lead - Copper | On site inspection only | Non-lead - Copper | No | On site inspection only | Single family | [9 empty] | Non-Lead
| 1234 ELANA DR | Non-lead - Copper | On site inspection only | Non-lead - Copper | No | On site inspection only | Single family | [9 empty] | Non-Lead
| 2698 STANFORD ST | Non-lead - Copper | On site inspection only | Non-lead - Copper | No | On site inspection only | Single family | [9 empty] | Non-Lead
| 1155 THIRD ST | Non-lead - Copper | On site inspection only | Non-lead - Copper | No | On site inspection only | Single family | [9 empty] | Non-Lead
| 330 BROWN ST | Non-lead - Copper | On site inspection only | Non-lead - Copper | No | On site inspection only | Single family | [9 empty] | Non-Lead
| 581 WHEAT ST | Non-lead - Copper | On site inspection only | Non-lead - Plastic | No | On site inspection only | Single family | [9 empty] | Non-Lead
| 1265 MCKINLEY ST | Non-lead - Copper | On site inspection only | Non-lead - Copper | No | On site inspection only | Single family | [9 empty] | Non-Lead
| 592 W LINCOLN ST | Non-lead - Copper | On site inspection only | Non-lead - Copper | No | On site inspection only | Single family | [9 empty] | Non-Lead
| 955 HERMANSON ST | Non-lead - Copper | On site inspection only | Non-lead - Copper | No | On site inspection only | Single family | [9 empty] | Non-Lead
| 889 BLAINE ST | Non-lead - Copper | On site inspection only | Non-lead - Copper | No | On site inspection only | Single family | [9 empty] | Non-Lead
| 765 S PACIFIC HWY #19 | Non-lead - Copper | On site inspection only | Galvanized (Iron or Steel) | No | On site inspection only | Single family | [9 empty] | Non-Lead
| 2590 PATRIOT ST | Non-lead - Copper | On site inspection only | Non-lead - Copper | No | On site inspection only | Single family | [9 empty] | Non-Lead
| 1016 MCKINLEY ST | Non-lead - Copper | On site inspection only | Non-lead - Copper | No | On site inspection only | Single family | [9 empty] | Non-Lead
| 560 BARLEY ST | Non-lead - Copper | On site inspection only | Non-lead - Plastic | No | On site inspection only | Single family | [9 empty] | Non-Lead
| 1305 TOMLIN AVE | Non-lead - Copper | On site inspection only | Non-lead - Copper | No | On site inspection only | Single family | [9 empty] | Non-Lead
| 775 CHURCH ST | Non-lead - Copper | On site inspection only | Non-lead - Copper | No | On site inspection only | Single family | [9 empty] | Non-Lead
| 716 YOUNG ST | Non-lead - Copper | On site inspection only | Non-lead - Copper | No | On site inspection only | Single family | [9 empty] | Non-Lead
| 708 YOUNG ST | Non-lead - Copper | On site inspection only | Non-lead - Copper | No | On site inspection only | Single family | [9 empty] | Non-Lead
| 325 A CT | Non-lead - Copper | On site inspection only | Non-lead - Copper | No | On site inspection only | Single family | [9 empty] | Non-Lead
| 1167 FOXGLOVE ST | Non-lead - Copper | On site inspection only | Non-lead - Copper | No | On site inspection only | Single family | [9 empty] | Non-Lead
| 754 FESCUE AVE | Non-lead - Copper | On site inspection only | Non-lead - Plastic | No | On site inspection only | Single family | [9 empty] | Non-Lead
| 856 BLAINE ST | Non-lead - Copper | On site inspection only | Non-lead - Copper | No | On site inspection only | Single family | [9 empty] | Non-Lead
| 655 HAWLEY ST | Non-lead - Copper | On site inspection only | Non-lead - Copper | No | On site inspection only | Single family | [9 empty] | Non-Lead
| 1780 WOODLAND AVE | Non-lead - Copper | On site inspection only | Non-lead - Copper | No | On site inspection only | Single family | [9 empty] | Non-Lead
| 765 S PACIFIC HWY #24 | Non-lead - Copper | On site inspection only | Galvanized (Iron or Steel) | No | On site inspection only | Single family | [9 empty] | Non-Lead
| 1143 E LINCOLN ST | Non-lead - Copper | On site inspection only | Non-lead - Copper | No | On site inspection only | Single family | [9 empty] | Non-Lead
| 2512 COLEWOOD DR | Non-lead - Copper | On site inspection only | Non-lead - Copper | No | On site inspection only | Single family | [9 empty] | Non-Lead
| 860 FESCUE AVE | Non-lead - Copper | On site inspection only | Non-lead - Plastic | No | On site inspection only | Single family | [9 empty] | Non-Lead
| 599 PRAIRIE ST | Non-lead - Copper | On site inspection only | Non-lead - Copper | No | On site inspection only | Single family | [9 empty] | Non-Lead
| 1154 MARYLYNN WAY | Non-lead - Copper | On site inspection only | Non-lead - Copper | No | On site inspection only | Single family | [9 empty] | Non-Lead
| 499 BEN BROWN LN | Non-lead - Copper | On site inspection only | Non-lead - Plastic | No | On site inspection only | Single family | [9 empty] | Non-Lead
| 552 PARADISE ST | Non-lead - Copper | On site inspection only | Non-lead - Copper | No | On site inspection only | Single family | [9 empty] | Non-Lead
| 595 S SETTLEMIER AVE | Non-lead - Copper | On site inspection only | Non-lead - Copper | No | On site inspection only | Single family | [9 empty] | Non-Lead
| 2604 CREIGHTON ST | Non-lead - Copper | On site inspection only | Non-lead - Plastic | No | On site inspection only | Single family | [9 empty] | Non-Lead
| 790 LEASURE ST | Non-lead - Copper | On site inspection only | Non-lead - Copper | No | On site inspection only | Single family | [9 empty] | Non-Lead
| 1185 N SECOND ST | Non-lead - Copper | On site inspection only | Non-lead - Copper | No | On site inspection only | Single family | [9 empty] | Non-Lead
| 295 SYCAMORE AVE | Non-lead - Copper | On site inspection only | Non-lead - Copper | No | On site inspection only | Single family | [9 empty] | Non-Lead
| 1288 E CLEVELAND ST | Non-lead - Copper | On site inspection only | Non-lead - Copper | No | On site inspection only | Single family | [9 empty] | Non-Lead
| 2834 CHAMPIONSHIP DR | Non-lead - Copper | On site inspection only | Non-lead - Copper | No | On site inspection only | Single family | [9 empty] | Non-Lead
| 445 PAULUS CT | Non-lead - Copper | On site inspection only | Non-lead - Copper | No | On site inspection only | Single family | [9 empty] | Non-Lead
| 660 BROWN ST | Non-lead - Copper | On site inspection only | Non-lead - Copper | No | On site inspection only | Single family | [9 empty] | Non-Lead
| 1050 BLAINE ST | Non-lead - Copper | On site inspection only | Non-lead - Copper | No | On site inspection only | Single family | [9 empty] | Non-Lead
| 982 HARDCASTLE AVE | Non-lead - Copper | On site inspection only | Non-lead - Copper | No | On site inspection only | Single family | [9 empty] | Non-Lead
| 143 WILLOW AVE | Non-lead - Copper | On site inspection only | Non-lead - Copper | No | On site inspection only | Single family | [9 empty] | Non-Lead
| 721 BENTGRASS AVE | Non-lead - Copper | On site inspection only | Non-lead - Plastic | No | On site inspection only | Single family | [9 empty] | Non-Lead
| 1705 W LINCOLN ST | Non-lead - Copper | On site inspection only | Non-lead - Copper | No | On site inspection only | Single family | [9 empty] | Non-Lead
| 1202 COMSTOCK WAY | Non-lead - Copper | On site inspection only | Non-lead - Copper | No | On site inspection only | Single family | [9 empty] | Non-Lead
| 1670 ALEXANDRA AVE | Non-lead - Copper | On site inspection only | Non-lead - Copper | No | On site inspection only | Single family | [9 empty] | Non-Lead
| 2685 OXFORD ST | Non-lead - Copper | On site inspection only | Non-lead - Copper | No | On site inspection only | Single family | [9 empty] | Non-Lead
| 690 STARK ST | Non-lead - Copper | On site inspection only | Non-lead - Copper | No | On site inspection only | Single family | [9 empty] | Non-Lead
| 556 FIR ST | Non-lead - Copper | On site inspection only | Non-lead - Copper | No | On site inspection only | Single family | [9 empty] | Non-Lead
| 487 WHEAT ST | Non-lead - Copper | On site inspection only | Non-lead - Plastic | No | On site inspection only | Single family | [9 empty] | Non-Lead
| 893 JOHNSON ST | Non-lead - Copper | On site inspection only | Non-lead - Copper | No | On site inspection only | Single family | [9 empty] | Non-Lead
| 1465 GEORGE ST | Non-lead - Copper | On site inspection only | Non-lead - Copper | No | On site inspection only | Single family | [9 empty] | Non-Lead
| 1090 KELOWNA CT | Non-lead - Copper | On site inspection only | Non-lead - Copper | No | On site inspection only | Single family | [9 empty] | Non-Lead
| 1465 SILVERTON RD | Non-lead - Copper | On site inspection only | Non-lead - Copper | No | On site inspection only | Single family | [9 empty] | Non-Lead
| 893 LUBA ST | Non-lead - Copper | On site inspection only | Non-lead - Copper | No | On site inspection only | Single family | [9 empty] | Non-Lead
| 2028 MCCALLUM LN | Non-lead - Copper | On site inspection only | Non-lead - Plastic | No | On site inspection only | Single family | [9 empty] | Non-Lead
| 459 VINE AVE | Non-lead - Copper | On site inspection only | Non-lead - Copper | No | On site inspection only | Single family | [9 empty] | Non-Lead
| 1540 GRANITE ST | Non-lead - Copper | On site inspection only | Non-lead - Plastic | No | On site inspection only | Single family | [9 empty] | Non-Lead
| 325 HAWLEY ST | Non-lead - Copper | On site inspection only | Non-lead - Copper | No | On site inspection only | Single family | [9 empty] | Non-Lead
| 1345 JAMES ST | Non-lead - Copper | On site inspection only | Non-lead - Copper | No | On site inspection only | Single family | [9 empty] | Non-Lead
| 158 E HAYES ST | Non-lead - Copper | On site inspection only | Non-lead - Copper | No | On site inspection only | Single family | [9 empty] | Non-Lead
| 820 OGLE ST | Non-lead - Copper | On site inspection only | Non-lead - Copper | No | On site inspection only | Single family | [9 empty] | Non-Lead
| 2778 REVERE ST | Non-lead - Copper | On site inspection only | Non-lead - Copper | No | On site inspection only | Single family | [9 empty] | Non-Lead
| 720 BENTGRASS AVE | Non-lead - Copper | On site inspection only | Non-lead - Copper | No | On site inspection only | Single family | [9 empty] | Non-Lead
| 1280 HARDCASTLE AVE | Non-lead - Copper | On site inspection only | Non-lead - Copper | No | On site inspection only | Single family | [9 empty] | Non-Lead
| 422 TOOZE ST | Non-lead - Copper | On site inspection only | Non-lead - Copper | No | On site inspection only | Single family | [9 empty] | Non-Lead
| 3274 OXFORD ST | Non-lead - Copper | On site inspection only | Non-lead - Copper | No | On site inspection only | Single family | [9 empty] | Non-Lead
| 1323 GREENVIEW DR | Non-lead - Copper | On site inspection only | Non-lead - Copper | No | On site inspection only | Single family | [9 empty] | Non-Lead
| 1150 ROY AVE | Non-lead - Copper | On site inspection only | Non-lead - Copper | No | On site inspection only | Single family | [9 empty] | Non-Lead
| 712 YOUNG ST | Non-lead - Copper | On site inspection only | Non-lead - Copper | No | On site inspection only | Single family | [9 empty] | Non-Lead
| 1000 FIFTH ST | Non-lead - Copper | On site inspection only | Non-lead - Copper | No | On site inspection only | Single family | [9 empty] | Non-Lead
| 530 COZY WAY | Non-lead - Copper | On site inspection only | Non-lead - Plastic | No | On site inspection only | Single family | [9 empty] | Non-Lead
| 1486 AUDREY WAY | Non-lead - Copper | On site inspection only | Non-lead - Copper | No | On site inspection only | Single family | [9 empty] | Non-Lead
| 560 COZY WAY | Non-lead - Plastic | On site inspection only | Non-lead - Plastic | No | On site inspection only | Single family | [9 empty] | Non-Lead
| 1767 W LINCOLN ST | Non-lead - Copper | On site inspection only | Non-lead - Copper | No | On site inspection only | Single family | [9 empty] | Non-Lead
| 1179 ROY AVE | Non-lead - Copper | On site inspection only | Non-lead - Copper | No | On site inspection only | Single family | [9 empty] | Non-Lead
| 450 SYCAMORE AVE | Non-lead - Copper | On site inspection only | Non-lead - Copper | No | On site inspection only | Single family | [9 empty] | Non-Lead
| 421 PALM AVE | Non-lead - Copper | On site inspection only | Non-lead - Copper | No | On site inspection only | Single family | [9 empty] | Non-Lead
| 1315 MARCEL DR | Non-lead - Copper | On site inspection only | Non-lead - Copper | No | On site inspection only | Single family | [9 empty] | Non-Lead
| 988 N SECOND ST | Non-lead - Copper | On site inspection only | Non-lead - Copper | No | On site inspection only | Single family | [9 empty] | Non-Lead
| 900 MARION ST | Non-lead - Copper | On site inspection only | Galvanized (Iron or Steel) | No | On site inspection only | Single family | [9 empty] | Non-Lead
| 490 A ST | Non-lead - Copper | On site inspection only | Galvanized (Iron or Steel) | No | On site inspection only | Single family | [9 empty] | Non-Lead
| 335 ANDREA CT | Non-lead - Copper | On site inspection only | Non-lead - Copper | No | On site inspection only | Single family | [9 empty] | Non-Lead
| 320 HAWLEY ST | Non-lead - Copper | On site inspection only | Non-lead - Copper | No | On site inspection only | Single family | [9 empty] | Non-Lead
| 290 ANDREA CT | Non-lead - Copper | On site inspection only | Galvanized (Iron or Steel) | No | On site inspection only | Single family | [9 empty] | Non-Lead
| 117 GATCH ST | Non-lead - Copper | On site inspection only | Non-lead - Copper | No | On site inspection only | Single family | [9 empty] | Non-Lead
| 511 FOURTH ST | Non-lead - Copper | On site inspection only | Non-lead - Copper | No | On site inspection only | Single family | [9 empty] | Non-Lead
| 465 BRADLEY ST | Non-lead - Copper | On site inspection only | Non-lead - Copper | No | On site inspection only | Single family | [9 empty] | Non-Lead
| 1150 WILLOW AVE | Non-lead - Copper | On site inspection only | Non-lead - Copper | No | On site inspection only | Single family | [9 empty] | Non-Lead
| 1430 GEORGE ST | Non-lead - Copper | On site inspection only | Non-lead - Copper | No | On site inspection only | Single family | [9 empty] | Non-Lead
| 467 TULIP AVE | Non-lead - Copper | On site inspection only | Non-lead - Copper | No | On site inspection only | Single family | [9 empty] | Non-Lead
| 920 MARION ST | Non-lead - Copper | On site inspection only | Galvanized (Iron or Steel) | No | On site inspection only | Single family | [9 empty] | Non-Lead
| 1791 W LINCOLN ST | Non-lead - Copper | On site inspection only | Non-lead - Copper | No | On site inspection only | Single family | [9 empty] | Non-Lead
| 1147 BUNKER AVE | Non-lead - Copper | On site inspection only | Non-lead - Copper | No | On site inspection only | Single family | [9 empty] | Non-Lead
| 1143 N SECOND ST | Non-lead - Copper | On site inspection only | Non-lead - Copper | No | On site inspection only | Single family | [9 empty] | Non-Lead
| 235 HARDCASTLE AVE | Non-lead - Copper | On site inspection only | Non-lead - Copper | No | On site inspection only | Single family | [9 empty] | Non-Lead
| 433 PAULUS CT | Non-lead - Copper | On site inspection only | Non-lead - Copper | No | On site inspection only | Single family | [9 empty] | Non-Lead
| 2591 JAMESTOWN ST | Non-lead - Copper | On site inspection only | Non-lead - Copper | No | On site inspection only | Single family | [9 empty] | Non-Lead
| 875 N SECOND ST | Non-lead - Copper | On site inspection only | Non-lead - Copper | No | On site inspection only | Single family | [9 empty] | Non-Lead
| 315 STARK ST | Non-lead - Copper | On site inspection only | Non-lead - Copper | No | On site inspection only | Single family | [9 empty] | Non-Lead
| 609 N SETTLEMIER AVE | Non-lead - Copper | On site inspection only | Non-lead - Copper | No | On site inspection only | Single family | [9 empty] | Non-Lead
| 1874 CENTENNIAL DR | Non-lead - Copper | On site inspection only | Non-lead - Copper | No | On site inspection only | Single family | [9 empty] | Non-Lead
| 288 BOEAN LN | Non-lead - Copper | On site inspection only | Non-lead - Copper | No | On site inspection only | Single family | [9 empty] | Non-Lead
| 1515 GEORGE ST | Non-lead - Copper | On site inspection only | Non-lead - Copper | No | On site inspection only | Single family | [9 empty] | Non-Lead
| 1174 KENNEDY ST | Non-lead - Copper | On site inspection only | Non-lead - Copper | No | On site inspection only | Single family | [9 empty] | Non-Lead
| 694 CHURCH ST | Non-lead - Copper | On site inspection only | Non-lead - Copper | No | On site inspection only | Single family | [9 empty] | Non-Lead
| 925 ELANA DR | Non-lead - Copper | On site inspection only | Non-lead - Copper | No | On site inspection only | Single family | [9 empty] | Non-Lead
| 3220 STEVEN ST | Non-lead - Copper | On site inspection only | Non-lead - Copper | No | On site inspection only | Single family | [9 empty] | Non-Lead
| 270 ANDREA CT | Non-lead - Copper | On site inspection only | Galvanized (Iron or Steel) | No | On site inspection only | Single family | [9 empty] | Non-Lead
| 530 S FIRST ST | Non-lead - Copper | On site inspection only | Non-lead - Copper | No | On site inspection only | Single family | [9 empty] | Non-Lead
| 1882 COUNTRY CLUB RD | Non-lead - Copper | On site inspection only | Non-lead - Copper | No | On site inspection only | Single family | [9 empty] | Non-Lead
| 398 BRIDLEWOOD LN | Non-lead - Copper | On site inspection only | Non-lead - Copper | No | On site inspection only | Single family | [9 empty] | Non-Lead
| 962 PANA ST | Non-lead - Copper | On site inspection only | Non-lead - Copper | No | On site inspection only | Single family | [9 empty] | Non-Lead
| 332 PALM AVE | Non-lead - Copper | On site inspection only | Non-lead - Copper | No | On site inspection only | Single family | [9 empty] | Non-Lead
| 405 JANA AVE | Non-lead - Copper | On site inspection only | Non-lead - Copper | No | On site inspection only | Single family | [9 empty] | Non-Lead
| 1943 HARDCASTLE AVE | Non-lead - Copper | On site inspection only | Non-lead - Copper | No | On site inspection only | Single family | [9 empty] | Non-Lead
| 691 N SETTLEMIER AVE | Non-lead - Copper | On site inspection only | Non-lead - Copper | No | On site inspection only | Single family | [9 empty] | Non-Lead
| 765 S PACIFIC HWY #21 | Non-lead - Copper | On site inspection only | Galvanized (Iron or Steel) | No | On site inspection only | Single family | [9 empty] | Non-Lead
| 1188 HARDCASTLE AVE | Non-lead - Copper | On site inspection only | Non-lead - Copper | No | On site inspection only | Single family | [9 empty] | Non-Lead
| 1885 CENTENNIAL DR | Non-lead - Copper | On site inspection only | Non-lead - Copper | No | On site inspection only | Single family | [9 empty] | Non-Lead
| 714 YOUNG ST | Non-lead - Copper | On site inspection only | Non-lead - Copper | No | On site inspection only | Single family | [9 empty] | Non-Lead
| 1590 RAINIER RD | Non-lead - Copper | On site inspection only | Non-lead - Copper | No | On site inspection only | Single family | [9 empty] | Non-Lead
| 719 YOUNG ST | Non-lead - Copper | On site inspection only | Non-lead - Copper | No | On site inspection only | Single family | [9 empty] | Non-Lead
| 1485 ALEXANDRA AVE | Non-lead - Copper | On site inspection only | Non-lead - Copper | No | On site inspection only | Single family | [9 empty] | Non-Lead
| 2278 N BOONES FERRY RD | Non-lead - Copper | On site inspection only | Non-lead - Copper | No | On site inspection only | Single family | [9 empty] | Non-Lead
| 815 PANA ST | Non-lead - Copper | On site inspection only | Non-lead - Copper | No | On site inspection only | Single family | [9 empty] | Non-Lead
| 3248 STEVEN ST | Non-lead - Copper | On site inspection only | Non-lead - Copper | No | On site inspection only | Single family | [9 empty] | Non-Lead
| 688 CORBY ST | Non-lead - Copper | On site inspection only | Non-lead - Copper | No | On site inspection only | Single family | [9 empty] | Non-Lead
| 437 S FRONT ST | Non-lead - Copper | On site inspection only | Non-lead - Copper | No | On site inspection only | Single family | [9 empty] | Non-Lead
| 2760 OXFORD ST | Non-lead - Copper | On site inspection only | Non-lead - Copper | No | On site inspection only | Single family | [9 empty] | Non-Lead
| 2546 BOSTON ST | Non-lead - Copper | On site inspection only | Non-lead - Copper | No | On site inspection only | Single family | [9 empty] | Non-Lead
| 2904 OXFORD ST | Non-lead - Copper | On site inspection only | Non-lead - Copper | No | On site inspection only | Single family | [9 empty] | Non-Lead
| 531 JOYCE ST | Non-lead - Copper | On site inspection only | Non-lead - Copper | No | On site inspection only | Single family | [9 empty] | Non-Lead
| 2471 TRACY LN | Non-lead - Copper | On site inspection only | Non-lead - Copper | No | On site inspection only | Single family | [9 empty] | Non-Lead
| 447 KILLIAN SPRING DR | Non-lead - Copper | On site inspection only | Non-lead - Plastic | No | On site inspection only | Single family | [9 empty] | Non-Lead
| 597 BARLEY ST | Non-lead - Copper | On site inspection only | Non-lead - Plastic | No | On site inspection only | Single family | [9 empty] | Non-Lead
| 1585 AZTEC DR | Non-lead - Copper | On site inspection only | Non-lead - Copper | No | On site inspection only | Single family | [9 empty] | Non-Lead
| 180 WOODCREST CT | Non-lead - Copper | On site inspection only | Non-lead - Copper | No | On site inspection only | Single family | [9 empty] | Non-Lead
| 1164 EAGLE DR | Non-lead - Copper | On site inspection only | Non-lead - Copper | No | On site inspection only | Single family | [9 empty] | Non-Lead
| 568 OGLE ST | Non-lead - Copper | On site inspection only | Non-lead - Copper | No | On site inspection only | Single family | [9 empty] | Non-Lead
| 460 BRADLEY ST | Non-lead - Copper | On site inspection only | Non-lead - Copper | No | On site inspection only | Single family | [9 empty] | Non-Lead
| 940 CAROL ST | Non-lead - Copper | On site inspection only | Non-lead - Copper | No | On site inspection only | Single family | [9 empty] | Non-Lead
| 182 BAYLOR DR | Non-lead - Copper | On site inspection only | Non-lead - Copper | No | On site inspection only | Single family | [9 empty] | Non-Lead
| 175 WOODCREST CT | Non-lead - Copper | On site inspection only | Non-lead - Copper | No | On site inspection only | Single family | [9 empty] | Non-Lead
| 1078 PANA ST | Non-lead - Copper | On site inspection only | Non-lead - Copper | No | On site inspection only | Single family | [9 empty] | Non-Lead
| 1031 KOFFLER AVE | Non-lead - Copper | On site inspection only | Non-lead - Copper | No | On site inspection only | Single family | [9 empty] | Non-Lead
| 920 ELANA DR | Non-lead - Copper | On site inspection only | Non-lead - Copper | No | On site inspection only | Single family | [9 empty] | Non-Lead
| 3402 SENECAL CREEK DR | Non-lead - Copper | On site inspection only | Non-lead - Copper | No | On site inspection only | Single family | [9 empty] | Non-Lead
| 191 BRIDLEWOOD LN | Non-lead - Copper | On site inspection only | Non-lead - Copper | No | On site inspection only | Single family | [9 empty] | Non-Lead
| 345 BRANDYWINE CT | Non-lead - Copper | On site inspection only | Non-lead - Copper | No | On site inspection only | Single family | [9 empty] | Non-Lead
| 1084 PANA ST | Non-lead - Copper | On site inspection only | Non-lead - Copper | No | On site inspection only | Single family | [9 empty] | Non-Lead
| 1111 COMSTOCK WAY | Non-lead - Copper | On site inspection only | Non-lead - Copper | No | On site inspection only | Single family | [9 empty] | Non-Lead
| 561 PRAIRIE ST | Non-lead - Copper | On site inspection only | Non-lead - Copper | No | On site inspection only | Single family | [9 empty] | Non-Lead
| 2038 CRESTLINE DR | Non-lead - Copper | On site inspection only | Non-lead - Copper | No | On site inspection only | Single family | [9 empty] | Non-Lead
| 1036 SIXTH ST | Non-lead - Copper | On site inspection only | Non-lead - Copper | No | On site inspection only | Single family | [9 empty] | Non-Lead
| 2589 HERSHBERGER AVE | Non-lead - Copper | On site inspection only | Non-lead - Plastic | No | On site inspection only | Single family | [9 empty] | Non-Lead
| 465 GARFIELD ST | Non-lead - Copper | On site inspection only | Non-lead - Copper | No | On site inspection only | Single family | [9 empty] | Non-Lead
| 11834 NE CHATEAU DR | Non-lead - Copper | On site inspection only | Non-lead - Plastic | No | On site inspection only | Single family | [9 empty] | Non-Lead
| 285 HARRISON ST | Non-lead - Copper | On site inspection only | Non-lead - Copper | No | On site inspection only | Single family | [9 empty] | Non-Lead
| 1364 DOGWOOD DR | Non-lead - Copper | On site inspection only | Non-lead - Copper | No | On site inspection only | Single family | [9 empty] | Non-Lead
| 11857 NE CHATEAU DR | Non-lead - Copper | On site inspection only | Non-lead - Plastic | No | On site inspection only | Single family | [9 empty] | Non-Lead
| 1232 COMSTOCK WAY | Non-lead - Copper | On site inspection only | Non-lead - Copper | No | On site inspection only | Single family | [9 empty] | Non-Lead
| 763 N SECOND ST | Non-lead - Copper | On site inspection only | Non-lead - Copper | No | On site inspection only | Single family | [9 empty] | Non-Lead
| 1238 INDEPENDENCE AVE | Non-lead - Copper | On site inspection only | Non-lead - Copper | No | On site inspection only | Single family | [9 empty] | Non-Lead
| 1082 PANA ST | Non-lead - Copper | On site inspection only | Non-lead - Copper | No | On site inspection only | Single family | [9 empty] | Non-Lead
| 686 WILSON ST | Non-lead - Copper | On site inspection only | Non-lead - Copper | No | On site inspection only | Single family | [9 empty] | Non-Lead
| 1533 ARLINGTON AVE | Non-lead - Copper | On site inspection only | Non-lead - Copper | No | On site inspection only | Single family | [9 empty] | Non-Lead
| 1325 SUNFLOWER ST | Non-lead - Copper | On site inspection only | Non-lead - Plastic | No | On site inspection only | Single family | [9 empty] | Non-Lead
| 1191 ROY AVE | Non-lead - Copper | On site inspection only | Non-lead - Copper | No | On site inspection only | Single family | [9 empty] | Non-Lead
| 489 TULIP AVE | Non-lead - Copper | On site inspection only | Non-lead - Copper | No | On site inspection only | Single family | [9 empty] | Non-Lead
| 867 FESCUE AVE | Non-lead - Copper | On site inspection only | Non-lead - Plastic | No | On site inspection only | Single family | [9 empty] | Non-Lead
| 2674 DUKE ST | Non-lead - Copper | On site inspection only | Non-lead - Plastic | No | On site inspection only | Single family | [9 empty] | Non-Lead
| 3002 JONAH PL | Non-lead - Copper | On site inspection only | Non-lead - Copper | No | On site inspection only | Single family | [9 empty] | Non-Lead
| 449 HARDCASTLE AVE | Non-lead - Copper | On site inspection only | Non-lead - Copper | No | On site inspection only | Single family | [9 empty] | Non-Lead
| 491 MUIRFIELD LN | Non-lead - Copper | On site inspection only | Non-lead - Copper | No | On site inspection only | Single family | [9 empty] | Non-Lead
| 205 S SETTLEMIER AVE | Non-lead - Copper | On site inspection only | Non-lead - Copper | No | On site inspection only | Single family | [9 empty] | Non-Lead
| 1323 GARDEN WAY | Non-lead - Copper | On site inspection only | Non-lead - Copper | No | On site inspection only | Single family | [9 empty] | Non-Lead
| 3144 MYRTLE ST | Non-lead - Copper | On site inspection only | Non-lead - Copper | No | On site inspection only | Single family | [9 empty] | Non-Lead
| 1415 WALTON WAY | Non-lead - Copper | On site inspection only | Non-lead - Copper | No | On site inspection only | Single family | [9 empty] | Non-Lead
| 1445 PRINCETON RD | Non-lead - Copper | On site inspection only | Non-lead - Copper | No | On site inspection only | Single family | [9 empty] | Non-Lead
| 1039 BLAINE ST | Non-lead - Copper | On site inspection only | Non-lead - Copper | No | On site inspection only | Single family | [9 empty] | Non-Lead
| 3360 STEVEN ST | Non-lead - Copper | On site inspection only | Non-lead - Copper | No | On site inspection only | Single family | [9 empty] | Non-Lead
| 519 WARREN WAY | Non-lead - Copper | On site inspection only | Non-lead - Copper | No | On site inspection only | Single family | [9 empty] | Non-Lead
| 293 BRADLEY ST | Non-lead - Copper | On site inspection only | Non-lead - Copper | No | On site inspection only | Single family | [9 empty] | Non-Lead
| 3177 MYRTLE ST | Non-lead - Copper | On site inspection only | Non-lead - Copper | No | On site inspection only | Single family | [9 empty] | Non-Lead
| 185 S SETTLEMIER AVE | Non-lead - Copper | On site inspection only | Non-lead - Copper | No | On site inspection only | Single family | [9 empty] | Non-Lead
| 1698 LAUREL AVE | Non-lead - Copper | On site inspection only | Non-lead - Copper | No | On site inspection only | Single family | [9 empty] | Non-Lead
| 1451 DAHLIA ST | Non-lead - Copper | On site inspection only | Non-lead - Plastic | No | On site inspection only | Single family | [9 empty] | Non-Lead
| 1139 E LINCOLN ST | Non-lead - Copper | On site inspection only | Non-lead - Copper | No | On site inspection only | Single family | [9 empty] | Non-Lead
| 3041 LINFIELD AVE | Non-lead - Copper | On site inspection only | Non-lead - Copper | No | On site inspection only | Single family | [9 empty] | Non-Lead
| 2922 OXFORD ST | Non-lead - Copper | On site inspection only | Non-lead - Copper | No | On site inspection only | Single family | [9 empty] | Non-Lead
| 1287 COOLEY RD | Non-lead - Copper | On site inspection only | Non-lead - Copper | No | On site inspection only | Single family | [9 empty] | Non-Lead
| 3611 SWEETWATER AVE | Non-lead - Copper | On site inspection only | Non-lead - Copper | No | On site inspection only | Single family | [9 empty] | Non-Lead
| 2425 UMPQUA RD | Non-lead - Copper | On site inspection only | Non-lead - Copper | No | On site inspection only | Single family | [9 empty] | Non-Lead
| 1612 KING WAY | Non-lead - Copper | On site inspection only | Non-lead - Copper | No | On site inspection only | Single family | [9 empty] | Non-Lead
| 789 HARVEST WAY | Non-lead - Copper | On site inspection only | Non-lead - Copper | No | On site inspection only | Single family | [9 empty] | Non-Lead
| 1620 WOODLAND AVE | Non-lead - Copper | On site inspection only | Non-lead - Copper | No | On site inspection only | Single family | [9 empty] | Non-Lead
| 932 NUGGET CT | Non-lead - Copper | On site inspection only | Non-lead - Copper | No | On site inspection only | Single family | [9 empty] | Non-Lead
| 578 TROON AVE | Non-lead - Copper | On site inspection only | Non-lead - Plastic | No | On site inspection only | Single family | [9 empty] | Non-Lead
| 1241 INDEPENDENCE AVE | Non-lead - Copper | On site inspection only | Non-lead - Copper | No | On site inspection only | Single family | [9 empty] | Non-Lead
| 1002 DEER RUN | Non-lead - Copper | On site inspection only | Non-lead - Copper | No | On site inspection only | Single family | [9 empty] | Non-Lead
| 1860 JANSEN WAY | Non-lead - Copper | On site inspection only | Non-lead - Copper | No | On site inspection only | Single family | [9 empty] | Non-Lead
| 245 MARSHALL ST | Non-lead - Copper | On site inspection only | Non-lead - Copper | No | On site inspection only | Single family | [9 empty] | Non-Lead
| 1551 SUNFLOWER ST | Non-lead - Copper | On site inspection only | Non-lead - Plastic | No | On site inspection only | Single family | [9 empty] | Non-Lead
| 1596 DAHLIA ST | Non-lead - Copper | On site inspection only | Non-lead - Plastic | No | On site inspection only | Single family | [9 empty] | Non-Lead
| 1320 RANDOLPH RD | Non-lead - Copper | On site inspection only | Non-lead - Copper | No | On site inspection only | Single family | [9 empty] | Non-Lead
| 1257 MCKINLEY CT | Non-lead - Copper | On site inspection only | Non-lead - Copper | No | On site inspection only | Single family | [9 empty] | Non-Lead
| 1269 BERNARD DR | Non-lead - Copper | On site inspection only | Non-lead - Copper | No | On site inspection only | Single family | [9 empty] | Non-Lead
| 2266 BEN BROWN DR | Non-lead - Copper | On site inspection only | Non-lead - Plastic | No | On site inspection only | Single family | [9 empty] | Non-Lead
| 3289 STEVEN ST | Non-lead - Copper | On site inspection only | Non-lead - Copper | No | On site inspection only | Single family | [9 empty] | Non-Lead
| 1266 ARLINGTON AVE | Non-lead - Copper | On site inspection only | Non-lead - Copper | No | On site inspection only | Single family | [9 empty] | Non-Lead
| 377 CORNWELL ST | Non-lead - Copper | On site inspection only | Non-lead - Plastic | No | On site inspection only | Single family | [9 empty] | Non-Lead
| 318 KILLIAN SPRING DR | Non-lead - Copper | On site inspection only | Non-lead - Plastic | No | On site inspection only | Single family | [9 empty] | Non-Lead
| 1595 COOLEY CT | Non-lead - Copper | On site inspection only | Non-lead - Copper | No | On site inspection only | Single family | [9 empty] | Non-Lead
| 3114 MYRTLE ST | Non-lead - Copper | On site inspection only | Non-lead - Copper | No | On site inspection only | Single family | [9 empty] | Non-Lead
| 432 PAULUS CT | Non-lead - Copper | On site inspection only | Non-lead - Copper | No | On site inspection only | Single family | [9 empty] | Non-Lead
| 1859 KILLIAN SPRING DR | Non-lead - Copper | On site inspection only | Non-lead - Plastic | No | On site inspection only | Single family | [9 empty] | Non-Lead
| 1265 YOUNG ST | Non-lead - Copper | On site inspection only | Non-lead - Copper | No | On site inspection only | Single family | [9 empty] | Non-Lead
| 40 TIERRA LYNN CT | Non-lead - Copper | On site inspection only | Non-lead - Copper | No | On site inspection only | Single family | [9 empty] | Non-Lead
| 1550 SALLAL RD | Non-lead - Copper | On site inspection only | Non-lead - Copper | No | On site inspection only | Single family | [9 empty] | Non-Lead
| 2355 MILLER CT | Non-lead - Copper | On site inspection only | Non-lead - Copper | No | On site inspection only | Single family | [9 empty] | Non-Lead
| 1170 COUNTRY LN | Non-lead - Copper | On site inspection only | Non-lead - Copper | No | On site inspection only | Single family | [9 empty] | Non-Lead
| 367 BRIDLEWOOD LN | Non-lead - Copper | On site inspection only | Non-lead - Copper | No | On site inspection only | Single family | [9 empty] | Non-Lead
| 395 SENECA CT | Non-lead - Copper | On site inspection only | Non-lead - Copper | No | On site inspection only | Single family | [9 empty] | Non-Lead
| 1555 TIERRA LYNN DR | Non-lead - Copper | On site inspection only | Non-lead - Copper | No | On site inspection only | Single family | [9 empty] | Non-Lead
| 1010 SMITH DR | Non-lead - Copper | On site inspection only | Non-lead - Plastic | No | On site inspection only | Single family | [9 empty] | Non-Lead
| 1314 ASTOR CT | Non-lead - Copper | On site inspection only | Non-lead - Copper | No | On site inspection only | Single family | [9 empty] | Non-Lead
| 1610 JANSEN WAY | Non-lead - Copper | On site inspection only | Non-lead - Copper | No | On site inspection only | Single family | [9 empty] | Non-Lead
| 1689 DESANTIS DR | Non-lead - Copper | On site inspection only | Non-lead - Plastic | No | On site inspection only | Single family | [9 empty] | Non-Lead
| 1580 AUDREY WAY | Non-lead - Copper | On site inspection only | Non-lead - Copper | No | On site inspection only | Single family | [9 empty] | Non-Lead
| 1615 HARDCASTLE AVE | Non-lead - Copper | On site inspection only | Non-lead - Copper | No | On site inspection only | Single family | [9 empty] | Non-Lead
| 2783 STANFORD ST | Non-lead - Copper | On site inspection only | Non-lead - Copper | No | On site inspection only | Single family | [9 empty] | Non-Lead
| 380 STARK ST | Non-lead - Copper | On site inspection only | Non-lead - Copper | No | On site inspection only | Single family | [9 empty] | Non-Lead
| 262 BAYLOR DR | Non-lead - Copper | On site inspection only | Non-lead - Copper | No | On site inspection only | Single family | [9 empty] | Non-Lead
| 246 ACACIA AVE | Non-lead - Copper | On site inspection only | Non-lead - Copper | No | On site inspection only | Single family | [9 empty] | Non-Lead
| 1332 E CLEVELAND ST | Non-lead - Copper | On site inspection only | Non-lead - Copper | No | On site inspection only | Single family | [9 empty] | Non-Lead
| 1665 TOMLIN AVE | Non-lead - Copper | On site inspection only | Non-lead - Copper | No | On site inspection only | Single family | [9 empty] | Non-Lead
| 3087 REED AVE | Non-lead - Copper | On site inspection only | Non-lead - Copper | No | On site inspection only | Single family | [9 empty] | Non-Lead
| 251 SYCAMORE AVE | Non-lead - Copper | On site inspection only | Non-lead - Copper | No | On site inspection only | Single family | [9 empty] | Non-Lead
| 330 SENECA CT | Non-lead - Copper | On site inspection only | Non-lead - Copper | No | On site inspection only | Single family | [9 empty] | Non-Lead
| 1567 SALLAL CT | Non-lead - Copper | On site inspection only | Non-lead - Copper | No | On site inspection only | Single family | [9 empty] | Non-Lead
| 1075 YOUNG ST | Non-lead - Copper | On site inspection only | Non-lead - Copper | No | On site inspection only | Single family | [9 empty] | Non-Lead
| 292 S COLUMBIA DR | Non-lead - Copper | On site inspection only | Non-lead - Copper | No | On site inspection only | Single family | [9 empty] | Non-Lead
| 675 THIRD ST | Non-lead - Copper | On site inspection only | Non-lead - Copper | No | On site inspection only | Single family | [9 empty] | Non-Lead
| 1260 N FIRST ST | Non-lead - Copper | On site inspection only | Non-lead - Copper | No | On site inspection only | Single family | [9 empty] | Non-Lead
| 603 HARDCASTLE AVE | Non-lead - Copper | On site inspection only | Non-lead - Copper | No | On site inspection only | Single family | [9 empty] | Non-Lead
| 1496 SUNFLOWER ST | Non-lead - Copper | On site inspection only | Non-lead - Plastic | No | On site inspection only | Single family | [9 empty] | Non-Lead
| 1285 W HAYES ST | Non-lead - Copper | On site inspection only | Non-lead - Plastic | No | Records only | Single family | [9 empty] | Non-Lead
| 270 THIRD ST | Non-lead - Copper | On site inspection only | Non-lead - Copper | No | On site inspection only | Single family | [9 empty] | Non-Lead
| 1187 EAGLE DR | Non-lead - Copper | On site inspection only | Non-lead - Copper | No | On site inspection only | Single family | [9 empty] | Non-Lead
| 561 TUKWILA DR | Non-lead - Copper | On site inspection only | Non-lead - Copper | No | On site inspection only | Single family | [9 empty] | Non-Lead
| 2500 MILLER FARM RD | Non-lead - Copper | On site inspection only | Non-lead - Copper | No | On site inspection only | Single family | [9 empty] | Non-Lead
| 250 ANDREA CT | Non-lead - Copper | On site inspection only | Galvanized (Iron or Steel) | No | On site inspection only | Single family | [9 empty] | Non-Lead
| 421 HERMANSON ST | Non-lead - Copper | On site inspection only | Non-lead - Copper | No | On site inspection only | Single family | [9 empty] | Non-Lead
| 709 BENTGRASS AVE | Non-lead - Copper | On site inspection only | Non-lead - Copper | No | On site inspection only | Single family | [9 empty] | Non-Lead
| 2856 OLYMPIC ST | Non-lead - Copper | On site inspection only | Non-lead - Copper | No | On site inspection only | Single family | [9 empty] | Non-Lead
| 340 AKSENIA ST | Non-lead - Copper | On site inspection only | Non-lead - Copper | No | On site inspection only | Single family | [9 empty] | Non-Lead
| 45 WORKMAN DR | Non-lead - Copper | On site inspection only | Non-lead - Copper | No | On site inspection only | Single family | [9 empty] | Non-Lead
| 1498 MERIDIAN DR | Non-lead - Copper | On site inspection only | Non-lead - Copper | No | On site inspection only | Single family | [9 empty] | Non-Lead
| 925 OREGON WAY | Non-lead - Copper | On site inspection only | Non-lead - Copper | No | On site inspection only | Single family | [9 empty] | Non-Lead
| 1255 PRINCETON RD | Non-lead - Copper | On site inspection only | Non-lead - Copper | No | On site inspection only | Single family | [9 empty] | Non-Lead
| 11836 NE CHATEAU DR | Non-lead - Copper | On site inspection only | Non-lead - Copper | No | On site inspection only | Single family | [9 empty] | Non-Lead
| 703 GARFIELD ST | Non-lead - Copper | On site inspection only | Non-lead - Copper | No | On site inspection only | Single family | [9 empty] | Non-Lead
| 2522 CONCORD ST | Non-lead - Copper | On site inspection only | Non-lead - Copper | No | On site inspection only | Single family | [9 empty] | Non-Lead
| 562 S SETTLEMIER AVE | Non-lead - Copper | On site inspection only | Non-lead - Copper | No | On site inspection only | Single family | [9 empty] | Non-Lead
| 503 E CLACKAMAS CIR | Non-lead - Copper | On site inspection only | Non-lead - Copper | No | On site inspection only | Single family | [9 empty] | Non-Lead
| 235 W CLACKAMAS CIR | Non-lead - Copper | On site inspection only | Non-lead - Copper | No | On site inspection only | Single family | [9 empty] | Non-Lead
| 735 HERMANSON ST | Non-lead - Copper | On site inspection only | Non-lead - Copper | No | On site inspection only | Single family | [9 empty] | Non-Lead
| 972 W LINCOLN ST | Non-lead - Copper | On site inspection only | Non-lead - Copper | No | On site inspection only | Single family | [9 empty] | Non-Lead
| 1363 ASTOR CT | Non-lead - Copper | On site inspection only | Non-lead - Copper | No | On site inspection only | Single family | [9 empty] | Non-Lead
| 1435 ALEXANDRA CT | Non-lead - Copper | On site inspection only | Non-lead - Copper | No | On site inspection only | Single family | [9 empty] | Non-Lead
| 2330 MILLER FARM RD | Non-lead - Copper | On site inspection only | Non-lead - Copper | No | On site inspection only | Single family | [9 empty] | Non-Lead
| 1420 TIERRA LYNN DR | Non-lead - Copper | On site inspection only | Non-lead - Copper | No | On site inspection only | Single family | [9 empty] | Non-Lead
| 331 CORNWELL ST | Non-lead - Copper | On site inspection only | Non-lead - Plastic | No | On site inspection only | Single family | [9 empty] | Non-Lead
| 646 THOMAS WAY | Non-lead - Copper | On site inspection only | Non-lead - Plastic | No | On site inspection only | Single family | [9 empty] | Non-Lead
| 289 BRIDLEWOOD LN | Non-lead - Copper | On site inspection only | Non-lead - Copper | No | On site inspection only | Single family | [9 empty] | Non-Lead
| 437 TURNBERRY AVE | Non-lead - Copper | On site inspection only | Non-lead - Copper | No | On site inspection only | Single family | [9 empty] | Non-Lead
| 1646 KING WAY | Non-lead - Copper | On site inspection only | Non-lead - Copper | No | On site inspection only | Single family | [9 empty] | Non-Lead
| 693 FAIRWOOD CRES | Non-lead - Copper | On site inspection only | Non-lead - Copper | No | On site inspection only | Single family | [9 empty] | Non-Lead
| 1223 EAGLE DR | Non-lead - Copper | On site inspection only | Non-lead - Copper | No | On site inspection only | Single family | [9 empty] | Non-Lead
| 751 S COLUMBIA DR | Non-lead - Copper | On site inspection only | Non-lead - Copper | No | On site inspection only | Single family | [9 empty] | Non-Lead
| 2548 MERIDIAN CT | Non-lead - Copper | On site inspection only | Non-lead - Copper | No | On site inspection only | Single family | [9 empty] | Non-Lead
| 139 MCLAUGHLIN DR | Non-lead - Copper | On site inspection only | Non-lead - Copper | No | On site inspection only | Single family | [9 empty] | Non-Lead
| 1580 SALLAL RD | Non-lead - Copper | On site inspection only | Non-lead - Copper | No | On site inspection only | Single family | [9 empty] | Non-Lead
| 2284 BEN BROWN DR | Non-lead - Copper | On site inspection only | Non-lead - Plastic | No | On site inspection only | Single family | [9 empty] | Non-Lead
| 466 BROWN ST | Non-lead - Copper | On site inspection only | Non-lead - Copper | No | On site inspection only | Single family | [9 empty] | Non-Lead
| 2811 ROANOKE ST | Non-lead - Copper | On site inspection only | Non-lead - Copper | No | On site inspection only | Single family | [9 empty] | Non-Lead
| 1122 SMITH DR | Non-lead - Copper | On site inspection only | Non-lead - Plastic | No | On site inspection only | Single family | [9 empty] | Non-Lead
| 520 STUBB RD | Non-lead - Copper | On site inspection only | Non-lead - Copper | No | On site inspection only | Single family | [9 empty] | Non-Lead
| 11853 NE CHATEAU DR | Non-lead - Copper | On site inspection only | Galvanized (Iron or Steel) | No | On site inspection only | Single family | [9 empty] | Non-Lead
| 731 BLUE GRASS AVE | Non-lead - Copper | On site inspection only | Non-lead - Plastic | No | On site inspection only | Single family | [9 empty] | Non-Lead
| 1260 INDEPENDENCE AVE | Non-lead - Copper | On site inspection only | Non-lead - Copper | No | On site inspection only | Single family | [9 empty] | Non-Lead
| 120 BRIDLEWOOD LN | Non-lead - Copper | On site inspection only | Non-lead - Copper | No | On site inspection only | Single family | [9 empty] | Non-Lead
| 590 TROON AVE | Non-lead - Copper | On site inspection only | Non-lead - Plastic | No | On site inspection only | Single family | [9 empty] | Non-Lead
| 3376 MYRTLE ST | Non-lead - Copper | On site inspection only | Non-lead - Copper | No | On site inspection only | Single family | [9 empty] | Non-Lead
| 3138 REED AVE | Non-lead - Copper | On site inspection only | Non-lead - Copper | No | On site inspection only | Single family | [9 empty] | Non-Lead
| 790 GARFIELD ST | Non-lead - Copper | On site inspection only | Non-lead - Copper | No | On site inspection only | Single family | [9 empty] | Non-Lead
| 670 E CLACKAMAS CIR | Non-lead - Copper | On site inspection only | Non-lead - Copper | No | On site inspection only | Single family | [9 empty] | Non-Lead
| 1152 EAGLE DR | Non-lead - Copper | On site inspection only | Non-lead - Copper | No | On site inspection only | Single family | [9 empty] | Non-Lead
| 415 A CT | Non-lead - Copper | On site inspection only | Non-lead - Copper | No | On site inspection only | Single family | [9 empty] | Non-Lead
| 1555 LAUREL AVE | Non-lead - Copper | On site inspection only | Non-lead - Copper | No | On site inspection only | Single family | [9 empty] | Non-Lead
| 1230 W LINCOLN ST | Non-lead - Copper | On site inspection only | Non-lead - Copper | No | On site inspection only | Single family | [9 empty] | Non-Lead
| 1549 THOMPSON RD | Non-lead - Copper | On site inspection only | Non-lead - Copper | No | On site inspection only | Single family | [9 empty] | Non-Lead
| 1516 THOMPSON RD | Non-lead - Copper | On site inspection only | Non-lead - Copper | No | On site inspection only | Single family | [9 empty] | Non-Lead
| 217 N SECOND ST | Non-lead - Copper | On site inspection only | Non-lead - Copper | No | On site inspection only | Single family | [9 empty] | Non-Lead
| 506 RYE ST | Non-lead - Copper | On site inspection only | Non-lead - Plastic | No | On site inspection only | Single family | [9 empty] | Non-Lead
| 129 BRADLEY ST | Non-lead - Copper | On site inspection only | Non-lead - Copper | No | On site inspection only | Single family | [9 empty] | Non-Lead
| 2551 BEN BROWN DR | Non-lead - Copper | On site inspection only | Non-lead - Plastic | No | On site inspection only | Single family | [9 empty] | Non-Lead
| 1087 PARK AVE | Non-lead - Copper | On site inspection only | Non-lead - Copper | No | On site inspection only | Single family | [9 empty] | Non-Lead
| 435 VINE AVE | Non-lead - Copper | On site inspection only | Non-lead - Copper | No | On site inspection only | Single family | [9 empty] | Non-Lead
| 202 OLIVE AVE | Non-lead - Copper | On site inspection only | Non-lead - Copper | No | On site inspection only | Single family | [9 empty] | Non-Lead
| 200 S CASCADE DR | Non-lead - Copper | On site inspection only | Non-lead - Copper | No | On site inspection only | Single family | [9 empty] | Non-Lead
| 1440 SALLAL RD | Non-lead - Copper | On site inspection only | Non-lead - Copper | No | On site inspection only | Single family | [9 empty] | Non-Lead
| 2251 COUNTRY CLUB TER | Non-lead - Copper | On site inspection only | Non-lead - Copper | No | On site inspection only | Single family | [9 empty] | Non-Lead
| 1000 WILLOW AVE | Non-lead - Copper | On site inspection only | Non-lead - Copper | No | On site inspection only | Single family | [9 empty] | Non-Lead
| 1171 KENNEDY ST | Non-lead - Copper | On site inspection only | Non-lead - Copper | No | On site inspection only | Single family | [9 empty] | Non-Lead
| 1187 BUNKER AVE | Non-lead - Copper | On site inspection only | Non-lead - Copper | No | On site inspection only | Single family | [9 empty] | Non-Lead
| 2005 W HAYES ST | Non-lead - Copper | On site inspection only | Non-lead - Copper | No | On site inspection only | Single family | [9 empty] | Non-Lead
| 2210 KILLIAN SPRING DR | Non-lead - Copper | On site inspection only | Non-lead - Plastic | No | On site inspection only | Single family | [9 empty] | Non-Lead
| 646 BISHOPICK WAY | Non-lead - Copper | On site inspection only | Non-lead - Plastic | No | On site inspection only | Single family | [9 empty] | Non-Lead
| 1890 THOMPSON RD | Non-lead - Copper | On site inspection only | Non-lead - Copper | No | On site inspection only | Single family | [9 empty] | Non-Lead
| 820 HIGH ST | Non-lead - Copper | On site inspection only | Non-lead - Copper | No | On site inspection only | Single family | [9 empty] | Non-Lead
| 1760 VANDERBECK LN | Non-lead - Copper | On site inspection only | Non-lead - Copper | No | On site inspection only | Single family | [9 empty] | Non-Lead
| 1668 NEWPORT WAY | Non-lead - Copper | On site inspection only | Non-lead - Copper | No | On site inspection only | Single family | [9 empty] | Non-Lead
| 1569 UMPQUA PL | Non-lead - Copper | On site inspection only | Non-lead - Copper | No | On site inspection only | Single family | [9 empty] | Non-Lead
| 2238 OREGON CT | Non-lead - Copper | On site inspection only | Non-lead - Copper | No | On site inspection only | Single family | [9 empty] | Non-Lead
| 1379 PRINCETON RD | Non-lead - Copper | On site inspection only | Non-lead - Copper | No | On site inspection only | Single family | [9 empty] | Non-Lead
| 365 S SETTLEMIER AVE | Non-lead - Copper | On site inspection only | Non-lead - Copper | No | On site inspection only | Single family | [9 empty] | Non-Lead
| 2575 JAMESTOWN ST | Non-lead - Copper | On site inspection only | Non-lead - Copper | No | On site inspection only | Single family | [9 empty] | Non-Lead
| 750 HAZELNUT DR | Non-lead - Copper | On site inspection only | Non-lead - Copper | No | On site inspection only | Single family | [9 empty] | Non-Lead
| 585 PRAIRIE ST | Non-lead - Copper | On site inspection only | Non-lead - Copper | No | On site inspection only | Single family | [9 empty] | Non-Lead
| 763 BLAINE ST | Non-lead - Copper | On site inspection only | Non-lead - Copper | No | On site inspection only | Single family | [9 empty] | Non-Lead
| 1841 UMPQUA RD | Non-lead - Copper | On site inspection only | Non-lead - Copper | No | On site inspection only | Single family | [9 empty] | Non-Lead
| 2584 ROANOKE ST | Non-lead - Copper | On site inspection only | Non-lead - Copper | No | On site inspection only | Single family | [9 empty] | Non-Lead
| 2231 LIVESAY LN | Non-lead - Copper | On site inspection only | Non-lead - Plastic | No | On site inspection only | Single family | [9 empty] | Non-Lead
| 1692 DESANTIS DR | Non-lead - Copper | On site inspection only | Non-lead - Plastic | No | On site inspection only | Single family | [9 empty] | Non-Lead
| 435 KILLIAN SPRING DR | Non-lead - Copper | On site inspection only | Non-lead - Plastic | No | On site inspection only | Single family | [9 empty] | Non-Lead
| 139 S SETTLEMIER AVE | Non-lead - Copper | Records only | Non-lead - Plastic | No | Records only | Single family | [9 empty] | Non-Lead
| 1396 DAHLIA ST | Non-lead - Copper | On site inspection only | Non-lead - Plastic | No | On site inspection only | Single family | [9 empty] | Non-Lead
| 2274 COUNTRY CLUB TER | Non-lead - Copper | On site inspection only | Galvanized (Iron or Steel) | No | On site inspection only | Single family | [9 empty] | Non-Lead
| 530 TROON AVE | Non-lead - Copper | On site inspection only | Non-lead - Plastic | No | On site inspection only | Single family | [9 empty] | Non-Lead
| 1805 THOMPSON RD | Non-lead - Copper | On site inspection only | Non-lead - Copper | No | On site inspection only | Single family | [9 empty] | Non-Lead
| 633 THOMAS WAY | Non-lead - Copper | On site inspection only | Non-lead - Plastic | No | On site inspection only | Single family | [9 empty] | Non-Lead
| 1155 RANDOLPH RD | Non-lead - Copper | On site inspection only | Non-lead - Copper | No | On site inspection only | Single family | [9 empty] | Non-Lead
| 114 BRADLEY ST | Non-lead - Copper | On site inspection only | Non-lead - Copper | No | On site inspection only | Single family | [9 empty] | Non-Lead
| 680 WALKER CT | Non-lead - Copper | On site inspection only | Non-lead - Copper | No | On site inspection only | Single family | [9 empty] | Non-Lead
| 349 TURNBERRY AVE | Non-lead - Copper | On site inspection only | Non-lead - Copper | No | On site inspection only | Single family | [9 empty] | Non-Lead
| 475 E LINCOLN ST | Non-lead - Copper | On site inspection only | Non-lead - Copper | No | On site inspection only | Single family | [9 empty] | Non-Lead
| 1016 STANFIELD RD | Non-lead - Copper | On site inspection only | Non-lead - Copper | No | On site inspection only | Single family | [9 empty] | Non-Lead
| 1524 AUDREY WAY | Non-lead - Copper | On site inspection only | Non-lead - Copper | No | On site inspection only | Single family | [9 empty] | Non-Lead
| 1753 JANSEN WAY | Non-lead - Copper | On site inspection only | Non-lead - Copper | No | On site inspection only | Single family | [9 empty] | Non-Lead
| 2079 ASTOR WAY | Non-lead - Copper | On site inspection only | Non-lead - Copper | No | On site inspection only | Single family | [9 empty] | Non-Lead
| 1510 ASTOR WAY | Non-lead - Copper | On site inspection only | Non-lead - Copper | No | On site inspection only | Single family | [9 empty] | Non-Lead
| 1845 THOMPSON RD | Non-lead - Copper | On site inspection only | Non-lead - Copper | No | On site inspection only | Single family | [9 empty] | Non-Lead
| 1998 THOMPSON RD | Non-lead - Copper | On site inspection only | Non-lead - Copper | No | On site inspection only | Single family | [9 empty] | Non-Lead
| 630 WILSON ST | Non-lead - Copper | On site inspection only | Non-lead - Copper | No | On site inspection only | Single family | [9 empty] | Non-Lead
| 1460 FOXGLOVE ST | Non-lead - Copper | On site inspection only | Non-lead - Plastic | No | On site inspection only | Single family | [9 empty] | Non-Lead
| 582 TUKWILA DR | Non-lead - Copper | On site inspection only | Non-lead - Copper | No | On site inspection only | Single family | [9 empty] | Non-Lead
| 845 FAIRWOOD CRES | Non-lead - Copper | On site inspection only | Non-lead - Copper | No | On site inspection only | Single family | [9 empty] | Non-Lead
| 363 E LINCOLN ST | Non-lead - Copper | On site inspection only | Non-lead - Copper | No | On site inspection only | Single family | [9 empty] | Non-Lead
| 1765 E LINCOLN RD | Non-lead - Copper | On site inspection only | Non-lead - Copper | No | On site inspection only | Single family | [9 empty] | Non-Lead
| 1932 BEN BROWN LN | Non-lead - Copper | On site inspection only | Non-lead - Plastic | No | On site inspection only | Single family | [9 empty] | Non-Lead
| 408 INGLEWOOD LN | Non-lead - Copper | On site inspection only | Non-lead - Copper | No | On site inspection only | Single family | [9 empty] | Non-Lead
| 655 JOYCE ST | Non-lead - Copper | On site inspection only | Non-lead - Copper | No | On site inspection only | Single family | [9 empty] | Non-Lead
| 3114 REED AVE | Non-lead - Copper | On site inspection only | Non-lead - Copper | No | On site inspection only | Single family | [9 empty] | Non-Lead
| 897 KELOWNA ST | Non-lead - Copper | On site inspection only | Non-lead - Copper | No | On site inspection only | Single family | [9 empty] | Non-Lead
| 1295 YOUNG ST | Non-lead - Copper | On site inspection only | Non-lead - Copper | No | On site inspection only | Single family | [9 empty] | Non-Lead
| 812 OREGON WAY | Non-lead - Copper | On site inspection only | Non-lead - Copper | No | On site inspection only | Single family | [9 empty] | Non-Lead
| 601 S SETTLEMIER AVE | Non-lead - Copper | On site inspection only | Non-lead - Copper | No | On site inspection only | Single family | [9 empty] | Non-Lead
| 561 JOYCE ST | Non-lead - Copper | On site inspection only | Non-lead - Copper | No | On site inspection only | Single family | [9 empty] | Non-Lead
| 1561 AZTEC DR | Non-lead - Copper | On site inspection only | Non-lead - Copper | No | On site inspection only | Single family | [9 empty] | Non-Lead
| 1614 TEN OAKS LN | Non-lead - Copper | On site inspection only | Non-lead - Copper | No | On site inspection only | Single family | [9 empty] | Non-Lead
| 489 TURNBERRY AVE | Non-lead - Copper | On site inspection only | Non-lead - Copper | No | On site inspection only | Single family | [9 empty] | Non-Lead
| 1491 FOXGLOVE ST | Non-lead - Copper | On site inspection only | Non-lead - Plastic | No | On site inspection only | Single family | [9 empty] | Non-Lead
| 1525 PRINCETON RD | Non-lead - Copper | On site inspection only | Non-lead - Copper | No | On site inspection only | Single family | [9 empty] | Non-Lead
| 413 RYE ST | Non-lead - Copper | On site inspection only | Non-lead - Plastic | No | On site inspection only | Single family | [9 empty] | Non-Lead
| 731 WILLOW AVE | Non-lead - Copper | On site inspection only | Non-lead - Copper | No | On site inspection only | Single family | [9 empty] | Non-Lead
| 1504 ARLINGTON AVE | Non-lead - Copper | On site inspection only | Non-lead - Copper | No | On site inspection only | Single family | [9 empty] | Non-Lead
| 2574 EDGEWATER DR | Non-lead - Copper | On site inspection only | Non-lead - Copper | No | On site inspection only | Single family | [9 empty] | Non-Lead
| 434 TURNBERRY AVE | Non-lead - Copper | On site inspection only | Non-lead - Copper | No | On site inspection only | Single family | [9 empty] | Non-Lead
| 1954 COUNTRY CLUB RD | Non-lead - Copper | On site inspection only | Non-lead - Copper | No | On site inspection only | Single family | [9 empty] | Non-Lead
| 558 S CASCADE DR | Non-lead - Copper | On site inspection only | Non-lead - Copper | No | On site inspection only | Single family | [9 empty] | Non-Lead
| 471 MONTGOMERY ST | Non-lead - Copper | On site inspection only | Non-lead - Copper | No | On site inspection only | Single family | [9 empty] | Non-Lead
| 1307 WOODLAND AVE | Non-lead - Copper | On site inspection only | Non-lead - Copper | No | On site inspection only | Single family | [9 empty] | Non-Lead
| 978 CAHILL WAY | Non-lead - Copper | On site inspection only | Non-lead - Plastic | No | Records only | Single family | [9 empty] | Non-Lead
| 1549 ASTOR WAY | Non-lead - Copper | On site inspection only | Non-lead - Copper | No | On site inspection only | Single family | [9 empty] | Non-Lead
| 3500 STEVEN ST | Non-lead - Copper | On site inspection only | Non-lead - Copper | No | On site inspection only | Single family | [9 empty] | Non-Lead
| 1686 UMPQUA RD | Non-lead - Copper | On site inspection only | Non-lead - Copper | No | On site inspection only | Single family | [9 empty] | Non-Lead
| 1277 W HAYES ST | Non-lead - Copper | On site inspection only | Non-lead - Copper | No | On site inspection only | Single family | [9 empty] | Non-Lead
| 2943 REED AVE | Non-lead - Copper | On site inspection only | Non-lead - Copper | No | On site inspection only | Single family | [9 empty] | Non-Lead
| 1885 THOMPSON RD | Non-lead - Copper | On site inspection only | Non-lead - Copper | No | On site inspection only | Single family | [9 empty] | Non-Lead
| 1130 ROY AVE | Non-lead - Copper | On site inspection only | Non-lead - Copper | No | On site inspection only | Single family | [9 empty] | Non-Lead
| 2585 JAMESTOWN ST | Non-lead - Copper | On site inspection only | Non-lead - Copper | No | On site inspection only | Single family | [9 empty] | Non-Lead
| 1439 ASTOR WAY | Non-lead - Copper | On site inspection only | Non-lead - Copper | No | On site inspection only | Single family | [9 empty] | Non-Lead
| 11874 NE CHATEAU DR | Non-lead - Copper | On site inspection only | Non-lead - Plastic | No | On site inspection only | Single family | [9 empty] | Non-Lead
| 618 OREGON WAY | Non-lead - Copper | On site inspection only | Non-lead - Copper | No | On site inspection only | Single family | [9 empty] | Non-Lead
| 1234 DAYLILY ST | Non-lead - Copper | On site inspection only | Non-lead - Plastic | No | On site inspection only | Single family | [9 empty] | Non-Lead
| 1085 STARK ST | Non-lead - Copper | On site inspection only | Non-lead - Copper | No | On site inspection only | Single family | [9 empty] | Non-Lead
| 668 S SETTLEMIER AVE | Non-lead - Copper | On site inspection only | Non-lead - Copper | No | On site inspection only | Single family | [9 empty] | Non-Lead
| 1810 SALLAL RD | Non-lead - Copper | On site inspection only | Non-lead - Copper | No | On site inspection only | Single family | [9 empty] | Non-Lead
| 448 E CLACKAMAS CIR | Non-lead - Copper | On site inspection only | Non-lead - Copper | No | On site inspection only | Single family | [9 empty] | Non-Lead
| 3142 CAMAS ST | Non-lead - Copper | On site inspection only | Non-lead - Copper | No | On site inspection only | Single family | [9 empty] | Non-Lead
| 312 MCLAUGHLIN DR | Non-lead - Copper | On site inspection only | Non-lead - Copper | No | On site inspection only | Single family | [9 empty] | Non-Lead
| 382 S COLUMBIA DR | Non-lead - Copper | On site inspection only | Non-lead - Copper | No | On site inspection only | Single family | [9 empty] | Non-Lead
| 350 SYCAMORE AVE | Non-lead - Copper | On site inspection only | Non-lead - Copper | No | On site inspection only | Single family | [9 empty] | Non-Lead
| 802 HARVEST WAY | Non-lead - Copper | On site inspection only | Non-lead - Copper | No | On site inspection only | Single family | [9 empty] | Non-Lead
| 232 AKSENIA ST | Non-lead - Copper | On site inspection only | Non-lead - Copper | No | On site inspection only | Single family | [9 empty] | Non-Lead
| 1531 VANDERBECK LN | Non-lead - Copper | On site inspection only | Non-lead - Copper | No | On site inspection only | Single family | [9 empty] | Non-Lead
| 2360 W SANTIAM DR | Non-lead - Copper | On site inspection only | Non-lead - Copper | No | On site inspection only | Single family | [9 empty] | Non-Lead
| 2822 CHAMPIONSHIP DR | Non-lead - Copper | On site inspection only | Non-lead - Copper | No | On site inspection only | Single family | [9 empty] | Non-Lead
| 226 OLIVE AVE | Non-lead - Copper | On site inspection only | Non-lead - Copper | No | On site inspection only | Single family | [9 empty] | Non-Lead
| 875 N CASCADE DR | Non-lead - Copper | On site inspection only | Non-lead - Copper | No | On site inspection only | Single family | [9 empty] | Non-Lead
| 300 MCLAUGHLIN DR | Non-lead - Copper | On site inspection only | Non-lead - Copper | No | On site inspection only | Single family | [9 empty] | Non-Lead
| 2071 SALLAL RD | Non-lead - Copper | On site inspection only | Non-lead - Copper | No | On site inspection only | Single family | [9 empty] | Non-Lead
| 1150 GOOSE CREEK RD | Non-lead - Copper | On site inspection only | Non-lead - Copper | No | On site inspection only | Single family | [9 empty] | Non-Lead
| 1267 PRINCETON RD | Non-lead - Copper | On site inspection only | Non-lead - Copper | No | On site inspection only | Single family | [9 empty] | Non-Lead
| 1415 THOMPSON RD | Non-lead - Copper | On site inspection only | Non-lead - Copper | No | On site inspection only | Single family | [9 empty] | Non-Lead
| 1415 DAHLIA ST | Non-lead - Copper | On site inspection only | Non-lead - Plastic | No | On site inspection only | Single family | [9 empty] | Non-Lead
| 1450 DAHLIA ST | Non-lead - Copper | On site inspection only | Non-lead - Plastic | No | On site inspection only | Single family | [9 empty] | Non-Lead
| 2070 W SANTIAM DR | Non-lead - Copper | On site inspection only | Non-lead - Copper | No | On site inspection only | Single family | [9 empty] | Non-Lead
| 3346 JORY ST | Non-lead - Copper | On site inspection only | Non-lead - Copper | No | On site inspection only | Single family | [9 empty] | Non-Lead
| 1750 THOMPSON RD | Non-lead - Copper | On site inspection only | Non-lead - Copper | No | On site inspection only | Single family | [9 empty] | Non-Lead
| 185 N SECOND ST | Non-lead - Copper | On site inspection only | Non-lead - Copper | No | On site inspection only | Single family | [9 empty] | Non-Lead
| 1025 STARK ST | Non-lead - Copper | On site inspection only | Non-lead - Copper | No | On site inspection only | Single family | [9 empty] | Non-Lead
| 1740 RAINIER RD | Non-lead - Copper | On site inspection only | Non-lead - Copper | No | On site inspection only | Single family | [9 empty] | Non-Lead
| 784 CORBY ST | Non-lead - Copper | On site inspection only | Non-lead - Copper | No | On site inspection only | Single family | [9 empty] | Non-Lead
| 285 WORKMAN DR | Non-lead - Copper | On site inspection only | Non-lead - Plastic | No | Records only | Single family | [9 empty] | Non-Lead
| 1650 COUNTRY CLUB RD | Non-lead - Copper | On site inspection only | Non-lead - Copper | No | On site inspection only | Single family | [9 empty] | Non-Lead
| 1246 ROBERT ST | Non-lead - Copper | On site inspection only | Non-lead - Copper | No | On site inspection only | Single family | [9 empty] | Non-Lead
| 423 KILLIAN SPRING DR | Non-lead - Copper | On site inspection only | Non-lead - Plastic | No | On site inspection only | Single family | [9 empty] | Non-Lead
| 1565 PRINCETON RD | Non-lead - Copper | On site inspection only | Non-lead - Copper | No | On site inspection only | Single family | [9 empty] | Non-Lead
| 1515 TOMLIN AVE | Non-lead - Copper | On site inspection only | Non-lead - Copper | No | On site inspection only | Single family | [9 empty] | Non-Lead
| 1618 MERIDIAN DR | Non-lead - Copper | On site inspection only | Non-lead - Copper | No | On site inspection only | Single family | [9 empty] | Non-Lead
| 428 S COLUMBIA DR | Non-lead - Copper | On site inspection only | Non-lead - Copper | No | On site inspection only | Single family | [9 empty] | Non-Lead
| 2076 ASTOR WAY | Non-lead - Copper | On site inspection only | Non-lead - Copper | No | On site inspection only | Single family | [9 empty] | Non-Lead
| 1225 W LINCOLN ST | Non-lead - Copper | On site inspection only | Non-lead - Copper | No | On site inspection only | Single family | [9 empty] | Non-Lead
| 615 FIR ST | Non-lead - Copper | On site inspection only | Non-lead - Copper | No | On site inspection only | Single family | [9 empty] | Non-Lead
| 660 THOMAS WAY | Non-lead - Copper | On site inspection only | Non-lead - Plastic | No | On site inspection only | Single family | [9 empty] | Non-Lead
| 1395 SALLAL RD | Non-lead - Copper | On site inspection only | Non-lead - Copper | No | On site inspection only | Single family | [9 empty] | Non-Lead
| 1000 GOOSE CREEK RD | Non-lead - Copper | On site inspection only | Non-lead - Copper | No | On site inspection only | Single family | [9 empty] | Non-Lead
| 1308 GARDEN WAY | Non-lead - Copper | On site inspection only | Non-lead - Copper | No | On site inspection only | Single family | [9 empty] | Non-Lead
| 1182 COUNTRY LN | Non-lead - Copper | On site inspection only | Non-lead - Copper | No | On site inspection only | Single family | [9 empty] | Non-Lead
| 1244 DAYLILY ST | Non-lead - Copper | On site inspection only | Non-lead - Plastic | No | On site inspection only | Single family | [9 empty] | Non-Lead
| 850 MARION ST | Non-lead - Copper | On site inspection only | Non-lead - Copper | No | On site inspection only | Single family | [9 empty] | Non-Lead
| 1510 ALEXANDRA AVE | Non-lead - Copper | On site inspection only | Non-lead - Copper | No | On site inspection only | Single family | [9 empty] | Non-Lead
| 2575 MERIDIAN CT | Non-lead - Copper | On site inspection only | Non-lead - Copper | No | On site inspection only | Single family | [9 empty] | Non-Lead
| 352 E CLACKAMAS CIR | Non-lead - Copper | On site inspection only | Non-lead - Copper | No | On site inspection only | Single family | [9 empty] | Non-Lead
| 2132 HEATHER WAY | Non-lead - Copper | On site inspection only | Non-lead - Copper | No | On site inspection only | Single family | [9 empty] | Non-Lead
| 612 N CASCADE DR #68 | Non-lead - Copper | On site inspection only | Galvanized (Iron or Steel) | No | On site inspection only | Single family | [9 empty] | Non-Lead
| 2591 ROANOKE ST | Non-lead - Copper | On site inspection only | Non-lead - Copper | No | On site inspection only | Single family | [9 empty] | Non-Lead
| 2539 ROANOKE ST | Non-lead - Copper | On site inspection only | Non-lead - Copper | No | On site inspection only | Single family | [9 empty] | Non-Lead
| 392 OLIVE AVE | Non-lead - Copper | On site inspection only | Non-lead - Copper | No | On site inspection only | Single family | [9 empty] | Non-Lead
| 2187 ASTOR WAY | Non-lead - Copper | On site inspection only | Non-lead - Plastic | No | Records only | Single family | [9 empty] | Non-Lead
| 1316 DOGWOOD DR | Non-lead - Copper | On site inspection only | Non-lead - Copper | No | On site inspection only | Single family | [9 empty] | Non-Lead
| 888 WILSON ST | Non-lead - Copper | On site inspection only | Non-lead - Copper | No | On site inspection only | Single family | [9 empty] | Non-Lead
| 398 E CLACKAMAS CIR | Non-lead - Copper | On site inspection only | Non-lead - Copper | No | On site inspection only | Single family | [9 empty] | Non-Lead
| 1240 ARLINGTON AVE | Non-lead - Copper | On site inspection only | Non-lead - Copper | No | On site inspection only | Single family | [9 empty] | Non-Lead
| 1398 DOGWOOD DR | Non-lead - Copper | On site inspection only | Non-lead - Copper | No | On site inspection only | Single family | [9 empty] | Non-Lead
| 1355 AUTUMN BLVD | Non-lead - Copper | On site inspection only | Non-lead - Plastic | No | On site inspection only | Single family | [9 empty] | Non-Lead
| 344 BROWN ST | Non-lead - Copper | On site inspection only | Non-lead - Copper | No | On site inspection only | Single family | [9 empty] | Non-Lead
| 327 QUAIL RUN CIR | Non-lead - Copper | On site inspection only | Non-lead - Copper | No | On site inspection only | Single family | [9 empty] | Non-Lead
| 490 HERMANSON ST | Non-lead - Copper | On site inspection only | Non-lead - Copper | No | On site inspection only | Single family | [9 empty] | Non-Lead
| 642 FAIRWOOD CRES | Non-lead - Copper | On site inspection only | Non-lead - Copper | No | On site inspection only | Single family | [9 empty] | Non-Lead
| 1681 KING WAY | Non-lead - Copper | On site inspection only | Non-lead - Copper | No | On site inspection only | Single family | [9 empty] | Non-Lead
| 713 BEN BROWN LN | Non-lead - Copper | On site inspection only | Non-lead - Plastic | No | On site inspection only | Single family | [9 empty] | Non-Lead
| 3128 MCNAUGHT ST | Non-lead - Copper | On site inspection only | Non-lead - Copper | No | On site inspection only | Single family | [9 empty] | Non-Lead
| 1054 PANA ST | Non-lead - Copper | On site inspection only | Non-lead - Copper | No | On site inspection only | Single family | [9 empty] | Non-Lead
| 1257 DAYLILY ST | Non-lead - Copper | On site inspection only | Non-lead - Plastic | No | On site inspection only | Single family | [9 empty] | Non-Lead
| 465 ELM ST | Non-lead - Copper | On site inspection only | Non-lead - Copper | No | On site inspection only | Single family | [9 empty] | Non-Lead
| 587 W CLACKAMAS CIR | Non-lead - Copper | On site inspection only | Non-lead - Copper | No | On site inspection only | Single family | [9 empty] | Non-Lead
| 2015 CAMELLIA WAY | Non-lead - Copper | On site inspection only | Non-lead - Copper | No | On site inspection only | Single family | [9 empty] | Non-Lead
| 859 CHURCH ST | Non-lead - Copper | On site inspection only | Non-lead - Copper | No | On site inspection only | Single family | [9 empty] | Non-Lead
| 344 CHARLES ST | Non-lead - Copper | On site inspection only | Non-lead - Copper | No | On site inspection only | Single family | [9 empty] | Non-Lead
| 468 E LINCOLN ST | Non-lead - Copper | On site inspection only | Non-lead - Copper | No | On site inspection only | Single family | [9 empty] | Non-Lead
| 1040 ASTOR WAY | Non-lead - Copper | On site inspection only | Non-lead - Copper | No | On site inspection only | Single family | [9 empty] | Non-Lead
| 1325 ALETHA ST | Non-lead - Copper | On site inspection only | Non-lead - Copper | No | On site inspection only | Single family | [9 empty] | Non-Lead
| 2034 LILAC WAY | Non-lead - Copper | On site inspection only | Non-lead - Copper | No | On site inspection only | Single family | [9 empty] | Non-Lead
| 197 HERITAGE AVE | Non-lead - Copper | On site inspection only | Non-lead - Copper | No | On site inspection only | Single family | [9 empty] | Non-Lead
| 648 S CASCADE DR | Non-lead - Copper | On site inspection only | Non-lead - Copper | No | On site inspection only | Single family | [9 empty] | Non-Lead
| 2677 ROANOKE ST | Non-lead - Copper | On site inspection only | Non-lead - Copper | No | On site inspection only | Single family | [9 empty] | Non-Lead
| 1399 HARDCASTLE AVE | Non-lead - Copper | On site inspection only | Galvanized (Iron or Steel) | No | On site inspection only | Single family | [9 empty] | Non-Lead
| 1280 DAYLILY ST | Non-lead - Copper | On site inspection only | Non-lead - Plastic | No | On site inspection only | Single family | [9 empty] | Non-Lead
| 455 MCLAUGHLIN DR | Non-lead - Copper | On site inspection only | Non-lead - Copper | No | On site inspection only | Single family | [9 empty] | Non-Lead
| 1378 HAMPTON WAY | Non-lead - Copper | On site inspection only | Non-lead - Copper | No | On site inspection only | Single family | [9 empty] | Non-Lead
| 380 YVONNE ST | Non-lead - Copper | On site inspection only | Non-lead - Plastic | No | On site inspection only | Single family | [9 empty] | Non-Lead
| 1028 THIRD ST | Non-lead - Copper | On site inspection only | Non-lead - Copper | No | On site inspection only | Single family | [9 empty] | Non-Lead
| 1462 COOLEY CT | Non-lead - Copper | On site inspection only | Non-lead - Copper | No | On site inspection only | Single family | [9 empty] | Non-Lead
| 1591 WILLOW AVE | Non-lead - Copper | On site inspection only | Non-lead - Copper | No | On site inspection only | Single family | [9 empty] | Non-Lead
| 795 BEN BROWN LN | Non-lead - Copper | On site inspection only | Non-lead - Plastic | No | On site inspection only | Single family | [9 empty] | Non-Lead
| 2069 LILAC WAY | Non-lead - Copper | On site inspection only | Non-lead - Copper | No | On site inspection only | Single family | [9 empty] | Non-Lead
| 499 FIFTH ST | Non-lead - Copper | On site inspection only | Non-lead - Copper | No | On site inspection only | Single family | [9 empty] | Non-Lead
| 2315 W HAYES ST | Non-lead - Copper | On site inspection only | Galvanized (Iron or Steel) | No | On site inspection only | Single family | [9 empty] | Non-Lead
| 1016 WILLIAMS AVE | Non-lead - Copper | On site inspection only | Non-lead - Copper | No | On site inspection only | Single family | [9 empty] | Non-Lead
| 1096 ROY AVE | Non-lead - Copper | On site inspection only | Non-lead - Copper | No | On site inspection only | Single family | [9 empty] | Non-Lead
| 1399 HAMPTON WAY | Non-lead - Copper | On site inspection only | Non-lead - Copper | No | On site inspection only | Single family | [9 empty] | Non-Lead
| 1505 HARDCASTLE AVE | Non-lead - Copper | On site inspection only | Non-lead - Copper | No | On site inspection only | Single family | [9 empty] | Non-Lead
| 549 TURNBERRY AVE | Non-lead - Copper | On site inspection only | Non-lead - Copper | No | On site inspection only | Single family | [9 empty] | Non-Lead
| 2525 COLEWOOD DR | Non-lead - Copper | On site inspection only | Non-lead - Copper | No | On site inspection only | Single family | [9 empty] | Non-Lead
| 871 YOUNG ST | Non-lead - Copper | On site inspection only | Non-lead - Copper | No | On site inspection only | Single family | [9 empty] | Non-Lead
| 1229 INDEPENDENCE AVE | Non-lead - Copper | On site inspection only | Non-lead - Copper | No | On site inspection only | Single family | [9 empty] | Non-Lead
| 506 S CASCADE DR | Non-lead - Copper | On site inspection only | Non-lead - Copper | No | On site inspection only | Single family | [9 empty] | Non-Lead
| 1317 ALETHA ST | Non-lead - Copper | On site inspection only | Non-lead - Copper | No | On site inspection only | Single family | [9 empty] | Non-Lead
| 45 SMITH DR | Non-lead - Copper | On site inspection only | Non-lead - Copper | No | On site inspection only | Single family | [9 empty] | Non-Lead
| 297 S SETTLEMIER AVE | Non-lead - Copper | On site inspection only | Non-lead - Copper | No | On site inspection only | Single family | [9 empty] | Non-Lead
| 328 E CLACKAMAS CIR | Non-lead - Copper | On site inspection only | Non-lead - Copper | No | On site inspection only | Single family | [9 empty] | Non-Lead
| 541 STOLLER ST | Non-lead - Copper | On site inspection only | Non-lead - Plastic | No | On site inspection only | Single family | [9 empty] | Non-Lead
| 1023 ALDER LN | Non-lead - Copper | On site inspection only | Non-lead - Copper | No | On site inspection only | Single family | [9 empty] | Non-Lead
| 989 CORBY ST | Non-lead - Copper | On site inspection only | Non-lead - Copper | No | On site inspection only | Single family | [9 empty] | Non-Lead
| 1292 BERNARD DR | Non-lead - Copper | On site inspection only | Non-lead - Copper | No | On site inspection only | Single family | [9 empty] | Non-Lead
| 3406 HAWTHORN CIR | Non-lead - Copper | On site inspection only | Non-lead - Copper | No | On site inspection only | Single family | [9 empty] | Non-Lead
| 1110 GREENVIEW DR | Non-lead - Copper | On site inspection only | Non-lead - Copper | No | On site inspection only | Single family | [9 empty] | Non-Lead
| 612 N CASCADE DR #45 | Non-lead - Copper | On site inspection only | Galvanized (Iron or Steel) | No | On site inspection only | Single family | [9 empty] | Non-Lead
| 236 BOEAN LN | Non-lead - Copper | On site inspection only | Non-lead - Copper | No | On site inspection only | Single family | [9 empty] | Non-Lead
| 612 N CASCADE DR #33 | Non-lead - Copper | On site inspection only | Galvanized (Iron or Steel) | No | On site inspection only | Single family | [9 empty] | Non-Lead
| 1256 N SECOND ST | Non-lead - Copper | On site inspection only | Non-lead - Copper | No | On site inspection only | Single family | [9 empty] | Non-Lead
| 1050 MARCEL DR | Non-lead - Copper | On site inspection only | Non-lead - Copper | No | On site inspection only | Single family | [9 empty] | Non-Lead
| 1105 EAGLE DR | Non-lead - Copper | On site inspection only | Non-lead - Copper | No | On site inspection only | Single family | [9 empty] | Non-Lead
| 2363 BEN BROWN DR | Non-lead - Copper | On site inspection only | Non-lead - Plastic | No | On site inspection only | Single family | [9 empty] | Non-Lead
| 467 COMSTOCK AVE | Non-lead - Copper | On site inspection only | Non-lead - Copper | No | On site inspection only | Single family | [9 empty] | Non-Lead
| 1030 MCKINLEY ST | Non-lead - Copper | On site inspection only | Non-lead - Copper | No | On site inspection only | Single family | [9 empty] | Non-Lead
| 805 N CASCADE DR | Non-lead - Copper | On site inspection only | Non-lead - Copper | No | On site inspection only | Single family | [9 empty] | Non-Lead
| 388 E LINCOLN ST | Non-lead - Copper | On site inspection only | Non-lead - Copper | No | On site inspection only | Single family | [9 empty] | Non-Lead
| 2537 BROADMORE PL | Non-lead - Copper | On site inspection only | Non-lead - Copper | No | On site inspection only | Single family | [9 empty] | Non-Lead
| 1278 MAYANNA DR | Non-lead - Copper | On site inspection only | Non-lead - Copper | No | On site inspection only | Single family | [9 empty] | Non-Lead
| 1601 UMPQUA RD | Non-lead - Copper | On site inspection only | Non-lead - Copper | No | On site inspection only | Single family | [9 empty] | Non-Lead
| 1065 HARDCASTLE AVE | Non-lead - Copper | On site inspection only | Non-lead - Plastic | No | Records only | Single family | [9 empty] | Non-Lead
| 1478 GREENVIEW CT | Non-lead - Copper | On site inspection only | Non-lead - Copper | No | On site inspection only | Single family | [9 empty] | Non-Lead
| 1189 ELANA DR | Non-lead - Copper | On site inspection only | Non-lead - Copper | No | On site inspection only | Single family | [9 empty] | Non-Lead
| 2276 UMPQUA RD | Non-lead - Copper | On site inspection only | Non-lead - Plastic | No | On site inspection only | Single family | [9 empty] | Non-Lead
| 2704 CREIGHTON ST | Non-lead - Copper | On site inspection only | Non-lead - Plastic | No | On site inspection only | Single family | [9 empty] | Non-Lead
| 574 WARREN WAY | Non-lead - Copper | On site inspection only | Non-lead - Copper | No | On site inspection only | Single family | [9 empty] | Non-Lead
| 1050 GOOSE CREEK RD | Non-lead - Copper | On site inspection only | Non-lead - Copper | No | On site inspection only | Single family | [9 empty] | Non-Lead
| 2582 LEXINGTON CT | Non-lead - Copper | On site inspection only | Non-lead - Copper | No | On site inspection only | Single family | [9 empty] | Non-Lead
| 1315 HAMPTON WAY | Non-lead - Copper | On site inspection only | Non-lead - Copper | No | On site inspection only | Single family | [9 empty] | Non-Lead
| 225 CEDAR AVE | Non-lead - Copper | On site inspection only | Non-lead - Copper | No | On site inspection only | Single family | [9 empty] | Non-Lead
| 740 MAPLEWOOD CT | Non-lead - Copper | On site inspection only | Non-lead - Copper | No | On site inspection only | Single family | [9 empty] | Non-Lead
| 3057 OXFORD ST | Non-lead - Copper | On site inspection only | Non-lead - Copper | No | On site inspection only | Single family | [9 empty] | Non-Lead
| 2534 BROADMORE PL | Non-lead - Copper | On site inspection only | Non-lead - Copper | No | On site inspection only | Single family | [9 empty] | Non-Lead
| 411 KILLIAN SPRING DR | Non-lead - Copper | On site inspection only | Non-lead - Plastic | No | On site inspection only | Single family | [9 empty] | Non-Lead
| 1076 ORCHARD LN | Non-lead - Copper | On site inspection only | Non-lead - Copper | No | On site inspection only | Single family | [9 empty] | Non-Lead
| 1363 PRINCETON RD | Non-lead - Copper | On site inspection only | Non-lead - Copper | No | On site inspection only | Single family | [9 empty] | Non-Lead
| 2683 HAZELNUT DR | Non-lead - Copper | On site inspection only | Non-lead - Copper | No | On site inspection only | Single family | [9 empty] | Non-Lead
| 2038 CAMELLIA WAY | Non-lead - Copper | On site inspection only | Non-lead - Copper | No | On site inspection only | Single family | [9 empty] | Non-Lead
| 1331 JUDY ST | Non-lead - Copper | On site inspection only | Non-lead - Copper | No | On site inspection only | Single family | [9 empty] | Non-Lead
| 1146 COUNTRY LN | Non-lead - Copper | On site inspection only | Non-lead - Copper | No | On site inspection only | Single family | [9 empty] | Non-Lead
| 2461 TRACY LN | Non-lead - Copper | On site inspection only | Non-lead - Copper | No | On site inspection only | Single family | [9 empty] | Non-Lead
| 1620 COUNTRY CLUB CIR | Non-lead - Copper | On site inspection only | Non-lead - Copper | No | On site inspection only | Single family | [9 empty] | Non-Lead
| 3202 OXFORD ST | Non-lead - Copper | On site inspection only | Non-lead - Copper | No | On site inspection only | Single family | [9 empty] | Non-Lead
| 1968 LILAC WAY | Non-lead - Copper | On site inspection only | Non-lead - Copper | No | On site inspection only | Single family | [9 empty] | Non-Lead
| 862 BLAINE ST | Non-lead - Copper | On site inspection only | Non-lead - Copper | No | On site inspection only | Single family | [9 empty] | Non-Lead
| 2337 MILLER CT | Non-lead - Copper | On site inspection only | Non-lead - Copper | No | On site inspection only | Single family | [9 empty] | Non-Lead
| 662 WILSON ST | Non-lead - Copper | On site inspection only | Non-lead - Copper | No | On site inspection only | Single family | [9 empty] | Non-Lead
| 850 CHARLES CT | Non-lead - Copper | On site inspection only | Non-lead - Copper | No | On site inspection only | Single family | [9 empty] | Non-Lead
| 1314 WOODLAND AVE | Non-lead - Copper | On site inspection only | Non-lead - Copper | No | On site inspection only | Single family | [9 empty] | Non-Lead
| 1475 FOXGLOVE ST | Non-lead - Copper | On site inspection only | Non-lead - Plastic | No | On site inspection only | Single family | [9 empty] | Non-Lead
| 215 BRANDYWINE CT | Non-lead - Copper | On site inspection only | Non-lead - Copper | No | On site inspection only | Single family | [9 empty] | Non-Lead
| 1376 SALLAL RD | Non-lead - Copper | Records only | Non-lead - Plastic | No | Records only | Single family | [9 empty] | Non-Lead
| 758 NORTH CT | Non-lead - Copper | On site inspection only | Non-lead - Copper | No | On site inspection only | Single family | [9 empty] | Non-Lead
| 587 GRANT ST | Non-lead - Copper | On site inspection only | Non-lead - Copper | No | On site inspection only | Single family | [9 empty] | Non-Lead
| 789 HALL ST | Non-lead - Copper | On site inspection only | Non-lead - Copper | No | On site inspection only | Single family | [9 empty] | Non-Lead
| 985 GARFIELD ST | Non-lead - Copper | On site inspection only | Non-lead - Copper | No | On site inspection only | Single family | [9 empty] | Non-Lead
| 621 S COLUMBIA DR | Non-lead - Copper | On site inspection only | Non-lead - Copper | No | On site inspection only | Single family | [9 empty] | Non-Lead
| 2598 EDGEWATER DR | Non-lead - Copper | On site inspection only | Non-lead - Copper | No | On site inspection only | Single family | [9 empty] | Non-Lead
| 690 OREGON WAY | Non-lead - Copper | On site inspection only | Non-lead - Copper | No | On site inspection only | Single family | [9 empty] | Non-Lead
| 314 S COLUMBIA DR | Non-lead - Copper | On site inspection only | Non-lead - Copper | No | On site inspection only | Single family | [9 empty] | Non-Lead
| 890 MARION ST | Non-lead - Copper | On site inspection only | Non-lead - Copper | No | On site inspection only | Single family | [9 empty] | Non-Lead
| 1570 VAN LIEU CT | Non-lead - Copper | On site inspection only | Non-lead - Copper | No | On site inspection only | Single family | [9 empty] | Non-Lead
| 1264 E CLEVELAND ST | Non-lead - Copper | On site inspection only | Non-lead - Copper | No | On site inspection only | Single family | [9 empty] | Non-Lead
| 279 HARRISON ST | Non-lead - Copper | On site inspection only | Non-lead - Copper | No | On site inspection only | Single family | [9 empty] | Non-Lead
| 1354 QUINN RD | Non-lead - Copper | On site inspection only | Non-lead - Copper | No | On site inspection only | Single family | [9 empty] | Non-Lead
| 2567 HALTER DR | Non-lead - Copper | On site inspection only | Non-lead - Plastic | No | On site inspection only | Single family | [9 empty] | Non-Lead
| 365 WORKMAN DR | Non-lead - Copper | On site inspection only | Non-lead - Copper | No | On site inspection only | Single family | [9 empty] | Non-Lead
| 1460 GEORGE ST | Non-lead - Copper | On site inspection only | Non-lead - Copper | No | On site inspection only | Single family | [9 empty] | Non-Lead
| 675 N SETTLEMIER AVE | Non-lead - Copper | On site inspection only | Non-lead - Copper | No | On site inspection only | Single family | [9 empty] | Non-Lead
| 3161 STEVEN ST | Non-lead - Copper | On site inspection only | Non-lead - Copper | No | On site inspection only | Single family | [9 empty] | Non-Lead
| 1101 COUNTRY LN | Non-lead - Copper | On site inspection only | Non-lead - Copper | No | On site inspection only | Single family | [9 empty] | Non-Lead
| 647 JULIE CT | Non-lead - Copper | On site inspection only | Non-lead - Copper | No | On site inspection only | Single family | [9 empty] | Non-Lead
| 1591 RAINIER RD | Non-lead - Copper | On site inspection only | Non-lead - Copper | No | On site inspection only | Single family | [9 empty] | Non-Lead
| 478 BROADWAY ST | Non-lead - Copper | On site inspection only | Non-lead - Copper | No | On site inspection only | Single family | [9 empty] | Non-Lead
| 1515 ALEXANDRA AVE | Non-lead - Copper | On site inspection only | Non-lead - Copper | No | On site inspection only | Single family | [9 empty] | Non-Lead
| 625 FAIRWOOD CRES | Non-lead - Copper | On site inspection only | Non-lead - Copper | No | On site inspection only | Single family | [9 empty] | Non-Lead
| 2875 HAZELNUT DR | Non-lead - Copper | On site inspection only | Non-lead - Copper | No | On site inspection only | Single family | [9 empty] | Non-Lead
| 428 E LINCOLN ST | Non-lead - Copper | On site inspection only | Non-lead - Copper | No | On site inspection only | Single family | [9 empty] | Non-Lead
| 1492 WALTON WAY | Non-lead - Copper | On site inspection only | Non-lead - Copper | No | On site inspection only | Single family | [9 empty] | Non-Lead
| 1125 GREENVIEW DR | Non-lead - Copper | On site inspection only | Non-lead - Copper | No | On site inspection only | Single family | [9 empty] | Non-Lead
| 1493 GREENVIEW CT | Non-lead - Copper | On site inspection only | Non-lead - Copper | No | On site inspection only | Single family | [9 empty] | Non-Lead
| 353 PALM AVE | Non-lead - Copper | On site inspection only | Non-lead - Copper | No | On site inspection only | Single family | [9 empty] | Non-Lead
| 365 IRONWOOD TER | Non-lead - Copper | On site inspection only | Non-lead - Copper | No | On site inspection only | Single family | [9 empty] | Non-Lead
| 563 W CLACKAMAS CIR | Non-lead - Copper | On site inspection only | Non-lead - Copper | No | On site inspection only | Single family | [9 empty] | Non-Lead
| 2609 BEN BROWN DR | Non-lead - Copper | On site inspection only | Non-lead - Plastic | No | On site inspection only | Single family | [9 empty] | Non-Lead
| 3274 CAMAS ST | Non-lead - Copper | On site inspection only | Non-lead - Copper | No | On site inspection only | Single family | [9 empty] | Non-Lead
| 2743 FAIRWAY ST | Non-lead - Copper | On site inspection only | Non-lead - Copper | No | On site inspection only | Single family | [9 empty] | Non-Lead
| 3168 MYRTLE ST | Non-lead - Copper | On site inspection only | Non-lead - Copper | No | On site inspection only | Single family | [9 empty] | Non-Lead
| 2763 HAZELNUT DR | Non-lead - Copper | On site inspection only | Non-lead - Copper | No | On site inspection only | Single family | [9 empty] | Non-Lead
| 2329 OREGON CT | Non-lead - Copper | On site inspection only | Non-lead - Copper | No | On site inspection only | Single family | [9 empty] | Non-Lead
| 493 TUKWILA DR | Non-lead - Copper | On site inspection only | Non-lead - Copper | No | On site inspection only | Single family | [9 empty] | Non-Lead
| 672 S COLUMBIA DR | Non-lead - Copper | On site inspection only | Non-lead - Copper | No | On site inspection only | Single family | [9 empty] | Non-Lead
| 924 OREGON WAY | Non-lead - Copper | On site inspection only | Non-lead - Copper | No | On site inspection only | Single family | [9 empty] | Non-Lead
| 1302 ARLINGTON AVE | Non-lead - Copper | On site inspection only | Non-lead - Copper | No | On site inspection only | Single family | [9 empty] | Non-Lead
| 1705 TOMLIN AVE | Non-lead - Copper | On site inspection only | Non-lead - Copper | No | On site inspection only | Single family | [9 empty] | Non-Lead
| 1430 TIERRA LYNN DR | Non-lead - Copper | On site inspection only | Non-lead - Copper | No | On site inspection only | Single family | [9 empty] | Non-Lead
| 815 BROWN ST | Non-lead - Copper | On site inspection only | Non-lead - Copper | No | On site inspection only | Single family | [9 empty] | Non-Lead
| 3596 MYRTLE ST | Non-lead - Copper | On site inspection only | Non-lead - Copper | No | On site inspection only | Single family | [9 empty] | Non-Lead
| 2510 MILLER FARM RD | Non-lead - Copper | On site inspection only | Non-lead - Copper | No | On site inspection only | Single family | [9 empty] | Non-Lead
| 2136 LILAC WAY | Non-lead - Copper | On site inspection only | Non-lead - Copper | No | On site inspection only | Single family | [9 empty] | Non-Lead
| 2272 BEN BROWN DR | Non-lead - Copper | On site inspection only | Non-lead - Plastic | No | On site inspection only | Single family | [9 empty] | Non-Lead
| 2126 COUNTRY CLUB RD | Non-lead - Copper | On site inspection only | Non-lead - Copper | No | On site inspection only | Single family | [9 empty] | Non-Lead
| 285 SENECA CT | Non-lead - Copper | On site inspection only | Non-lead - Copper | No | On site inspection only | Single family | [9 empty] | Non-Lead
| 1306 HAMPTON WAY | Non-lead - Copper | On site inspection only | Non-lead - Plastic | No | Records only | Single family | [9 empty] | Non-Lead
| 1335 VANDERBECK LN | Non-lead - Copper | On site inspection only | Non-lead - Copper | No | On site inspection only | Single family | [9 empty] | Non-Lead
| 1150 W HAYES ST | Non-lead - Copper | On site inspection only | Non-lead - Copper | No | On site inspection only | Single family | [9 empty] | Non-Lead
| 278 W CLACKAMAS CIR | Non-lead - Copper | On site inspection only | Non-lead - Plastic | No | Records only | Single family | [9 empty] | Non-Lead
| 1315 ROBERT ST | Non-lead - Copper | On site inspection only | Non-lead - Copper | No | On site inspection only | Single family | [9 empty] | Non-Lead
| 3211 JONAH PL | Non-lead - Copper | On site inspection only | Non-lead - Copper | No | On site inspection only | Single family | [9 empty] | Non-Lead
| 297 HAWLEY ST | Non-lead - Copper | On site inspection only | Non-lead - Copper | No | On site inspection only | Single family | [9 empty] | Non-Lead
| 1280 INDEPENDENCE AVE | Non-lead - Copper | On site inspection only | Non-lead - Copper | No | On site inspection only | Single family | [9 empty] | Non-Lead
| 660 WALKER CT | Non-lead - Copper | On site inspection only | Non-lead - Copper | No | On site inspection only | Single family | [9 empty] | Non-Lead
| 1580 AZTEC DR | Non-lead - Copper | On site inspection only | Non-lead - Copper | No | On site inspection only | Single family | [9 empty] | Non-Lead
| 319 OAK ST | Non-lead - Copper | On site inspection only | Non-lead - Copper | No | On site inspection only | Single family | [9 empty] | Non-Lead
| 565 FIFTH ST | Non-lead - Copper | On site inspection only | Non-lead - Copper | No | On site inspection only | Single family | [9 empty] | Non-Lead
| 1122 COMSTOCK WAY | Non-lead - Copper | On site inspection only | Non-lead - Copper | No | On site inspection only | Single family | [9 empty] | Non-Lead
| 2541 HALTER DR | Non-lead - Copper | On site inspection only | Non-lead - Plastic | No | On site inspection only | Single family | [9 empty] | Non-Lead
| 480 WORKMAN DR | Non-lead - Copper | On site inspection only | Non-lead - Copper | No | On site inspection only | Single family | [9 empty] | Non-Lead
| 1616 QUINN RD | Non-lead - Copper | On site inspection only | Non-lead - Copper | No | On site inspection only | Single family | [9 empty] | Non-Lead
| 1055 TUKWILA DR | Non-lead - Copper | On site inspection only | Non-lead - Copper | No | On site inspection only | Single family | [9 empty] | Non-Lead
| 611 FAIRWOOD CRES | Non-lead - Copper | On site inspection only | Non-lead - Copper | No | On site inspection only | Single family | [9 empty] | Non-Lead
| 1695 VANDERBECK LN | Non-lead - Copper | On site inspection only | Non-lead - Copper | No | On site inspection only | Single family | [9 empty] | Non-Lead
| 1314 THOMPSON RD | Non-lead - Copper | On site inspection only | Non-lead - Copper | No | On site inspection only | Single family | [9 empty] | Non-Lead
| 2071 W HAYES ST | Non-lead - Copper | On site inspection only | Non-lead - Copper | No | On site inspection only | Single family | [9 empty] | Non-Lead
| 2069 COUNTRY CLUB RD | Non-lead - Copper | On site inspection only | Non-lead - Copper | No | On site inspection only | Single family | [9 empty] | Non-Lead
| 341 AKSENIA ST | Non-lead - Copper | On site inspection only | Non-lead - Copper | No | On site inspection only | Single family | [9 empty] | Non-Lead
| 1909 THOMPSON RD | Non-lead - Copper | On site inspection only | Non-lead - Copper | No | On site inspection only | Single family | [9 empty] | Non-Lead
| 675 N CASCADE DR | Non-lead - Copper | On site inspection only | Non-lead - Copper | No | On site inspection only | Single family | [9 empty] | Non-Lead
| 856 CORBY ST | Non-lead - Copper | On site inspection only | Non-lead - Copper | No | On site inspection only | Single family | [9 empty] | Non-Lead
| 895 AMITY CT | Non-lead - Copper | On site inspection only | Non-lead - Plastic | No | Records only | Single family | [9 empty] | Non-Lead
| 1888 ASTOR WAY | Non-lead - Copper | On site inspection only | Non-lead - Copper | No | On site inspection only | Single family | [9 empty] | Non-Lead
| 2687 DUKE ST | Non-lead - Copper | On site inspection only | Non-lead - Plastic | No | On site inspection only | Single family | [9 empty] | Non-Lead
| 567 S SETTLEMIER AVE | Non-lead - Copper | On site inspection only | Non-lead - Copper | No | On site inspection only | Single family | [9 empty] | Non-Lead
| 477 E CLACKAMAS CIR | Non-lead - Copper | On site inspection only | Non-lead - Copper | No | On site inspection only | Single family | [9 empty] | Non-Lead
| 657 W CLACKAMAS CIR | Non-lead - Copper | On site inspection only | Non-lead - Copper | No | On site inspection only | Single family | [9 empty] | Non-Lead
| 1602 UMPQUA RD | Non-lead - Copper | On site inspection only | Non-lead - Copper | No | On site inspection only | Single family | [9 empty] | Non-Lead
| 1851 JANSEN WAY | Non-lead - Copper | On site inspection only | Non-lead - Copper | No | On site inspection only | Single family | [9 empty] | Non-Lead
| 1499 WALTON WAY | Non-lead - Copper | On site inspection only | Non-lead - Copper | No | On site inspection only | Single family | [9 empty] | Non-Lead
| 1760 RAINIER RD | Non-lead - Copper | On site inspection only | Non-lead - Copper | No | On site inspection only | Single family | [9 empty] | Non-Lead
| 1099 PRINCETON RD | Non-lead - Copper | On site inspection only | Non-lead - Copper | No | On site inspection only | Single family | [9 empty] | Non-Lead
| 2275 COUNTRY CLUB TER | Non-lead - Copper | On site inspection only | Non-lead - Copper | No | On site inspection only | Single family | [9 empty] | Non-Lead
| 2160 UMPQUA RD | Non-lead - Copper | On site inspection only | Non-lead - Copper | No | On site inspection only | Single family | [9 empty] | Non-Lead
| 2198 ASTOR WAY | Non-lead - Copper | On site inspection only | Non-lead - Copper | No | On site inspection only | Single family | [9 empty] | Non-Lead
| 1126 GOOSE CREEK RD | Non-lead - Copper | On site inspection only | Non-lead - Copper | No | On site inspection only | Single family | [9 empty] | Non-Lead
| 1717 UMPQUA RD | Non-lead - Copper | On site inspection only | Non-lead - Copper | No | On site inspection only | Single family | [9 empty] | Non-Lead
| 1670 VANDERBECK LN | Non-lead - Copper | On site inspection only | Non-lead - Copper | No | On site inspection only | Single family | [9 empty] | Non-Lead
| 95 SMITH DR | Non-lead - Copper | On site inspection only | Non-lead - Copper | No | On site inspection only | Single family | [9 empty] | Non-Lead
| 1362 DAYLILY ST | Non-lead - Copper | On site inspection only | Non-lead - Plastic | No | On site inspection only | Single family | [9 empty] | Non-Lead
| 1468 ASTOR WAY | Non-lead - Copper | On site inspection only | Non-lead - Copper | No | On site inspection only | Single family | [9 empty] | Non-Lead
| 524 TURNBERRY AVE | Non-lead - Copper | On site inspection only | Non-lead - Copper | No | On site inspection only | Single family | [9 empty] | Non-Lead
| 999 ALDER LN | Non-lead - Copper | On site inspection only | Non-lead - Copper | No | On site inspection only | Single family | [9 empty] | Non-Lead
| 356 YVONNE ST | Non-lead - Copper | On site inspection only | Non-lead - Plastic | No | On site inspection only | Single family | [9 empty] | Non-Lead
| 1850 THOMPSON RD | Non-lead - Copper | On site inspection only | Non-lead - Copper | No | On site inspection only | Single family | [9 empty] | Non-Lead
| 2320 OREGON CT | Non-lead - Copper | On site inspection only | Non-lead - Copper | No | On site inspection only | Single family | [9 empty] | Non-Lead
| 1292 RANDOLPH RD | Non-lead - Copper | On site inspection only | Non-lead - Copper | No | On site inspection only | Single family | [9 empty] | Non-Lead
| 691 N CASCADE DR | Non-lead - Copper | On site inspection only | Non-lead - Copper | No | On site inspection only | Single family | [9 empty] | Non-Lead
| 1241 WILLOW AVE | Non-lead - Copper | On site inspection only | Non-lead - Copper | No | On site inspection only | Single family | [9 empty] | Non-Lead
| 1370 HAMPTON WAY | Non-lead - Copper | On site inspection only | Non-lead - Copper | No | On site inspection only | Single family | [9 empty] | Non-Lead
| 320 BRANDYWINE CT | Non-lead - Copper | On site inspection only | Non-lead - Copper | No | On site inspection only | Single family | [9 empty] | Non-Lead
| 622 BISHOPICK WAY | Non-lead - Copper | On site inspection only | Non-lead - Plastic | No | On site inspection only | Single family | [9 empty] | Non-Lead
| 1509 AUDREY WAY | Non-lead - Copper | On site inspection only | Non-lead - Copper | No | On site inspection only | Single family | [9 empty] | Non-Lead
| 1502 IRIS ST | Non-lead - Copper | On site inspection only | Non-lead - Plastic | No | On site inspection only | Single family | [9 empty] | Non-Lead
| 383 MCLAUGHLIN DR | Non-lead - Copper | On site inspection only | Non-lead - Copper | No | On site inspection only | Single family | [9 empty] | Non-Lead
| 1407 QUINN RD | Non-lead - Copper | On site inspection only | Non-lead - Copper | No | On site inspection only | Single family | [9 empty] | Non-Lead
| 540 STUBB RD | Non-lead - Copper | On site inspection only | Non-lead - Copper | No | On site inspection only | Single family | [9 empty] | Non-Lead
| 1368 GARDEN WAY | Non-lead - Copper | On site inspection only | Non-lead - Copper | No | On site inspection only | Single family | [9 empty] | Non-Lead
| 2089 CAMELLIA WAY | Non-lead - Copper | On site inspection only | Non-lead - Copper | No | On site inspection only | Single family | [9 empty] | Non-Lead
| 1110 MARCEL DR | Non-lead - Copper | On site inspection only | Non-lead - Copper | No | On site inspection only | Single family | [9 empty] | Non-Lead
| 1525 UMPQUA RD | Non-lead - Copper | On site inspection only | Non-lead - Copper | No | On site inspection only | Single family | [9 empty] | Non-Lead
| 3141 JORY ST | Non-lead - Copper | On site inspection only | Non-lead - Copper | No | On site inspection only | Single family | [9 empty] | Non-Lead
| 669 FAIRWOOD CRES | Non-lead - Copper | On site inspection only | Non-lead - Copper | No | On site inspection only | Single family | [9 empty] | Non-Lead
| 2602 HALTER DR | Non-lead - Copper | On site inspection only | Non-lead - Plastic | No | On site inspection only | Single family | [9 empty] | Non-Lead
| 931 GATCH ST | Non-lead - Copper | On site inspection only | Non-lead - Copper | No | On site inspection only | Single family | [9 empty] | Non-Lead
| 1127 STANFIELD RD | Non-lead - Copper | On site inspection only | Non-lead - Copper | No | On site inspection only | Single family | [9 empty] | Non-Lead
| 888 BEN BROWN LN | Non-lead - Copper | On site inspection only | Non-lead - Plastic | No | On site inspection only | Single family | [9 empty] | Non-Lead
| 612 N CASCADE DR #65 | Non-lead - Copper | On site inspection only | Galvanized (Iron or Steel) | No | On site inspection only | Single family | [9 empty] | Non-Lead
| 1181 DAHLIA ST | Non-lead - Copper | On site inspection only | Non-lead - Plastic | No | On site inspection only | Single family | [9 empty] | Non-Lead
| 672 OREGON WAY | Non-lead - Copper | On site inspection only | Non-lead - Copper | No | On site inspection only | Single family | [9 empty] | Non-Lead
| 1848 KILLIAN SPRING DR | Non-lead - Copper | On site inspection only | Non-lead - Plastic | No | On site inspection only | Single family | [9 empty] | Non-Lead
| 448 BARLEY ST | Non-lead - Copper | On site inspection only | Non-lead - Plastic | No | On site inspection only | Single family | [9 empty] | Non-Lead
| 1299 PRINCETON RD | Non-lead - Copper | On site inspection only | Non-lead - Copper | No | On site inspection only | Single family | [9 empty] | Non-Lead
| 280 BROWN ST | Non-lead - Copper | On site inspection only | Non-lead - Copper | No | On site inspection only | Single family | [9 empty] | Non-Lead
| 1290 STANFIELD RD | Non-lead - Copper | On site inspection only | Non-lead - Copper | No | On site inspection only | Single family | [9 empty] | Non-Lead
| 1655 W HAYES ST | Non-lead - Copper | On site inspection only | Non-lead - Plastic | No | Records only | Single family | [9 empty] | Non-Lead
| 3249 OXFORD ST | Non-lead - Copper | On site inspection only | Non-lead - Copper | No | On site inspection only | Single family | [9 empty] | Non-Lead
| 2860 TUKWILA DR | Non-lead - Copper | On site inspection only | Non-lead - Copper | No | On site inspection only | Single family | [9 empty] | Non-Lead
| 2138 ASTOR WAY | Non-lead - Copper | On site inspection only | Non-lead - Copper | No | On site inspection only | Single family | [9 empty] | Non-Lead
| 1664 JANSEN WAY | Non-lead - Copper | On site inspection only | Non-lead - Copper | No | On site inspection only | Single family | [9 empty] | Non-Lead
| 375 W CLACKAMAS CIR | Non-lead - Copper | On site inspection only | Non-lead - Copper | No | On site inspection only | Single family | [9 empty] | Non-Lead
| 1320 WALTON WAY | Non-lead - Copper | On site inspection only | Non-lead - Copper | No | On site inspection only | Single family | [9 empty] | Non-Lead
| 2760 ROANOKE ST | Non-lead - Copper | On site inspection only | Non-lead - Copper | No | On site inspection only | Single family | [9 empty] | Non-Lead
| 2680 STANFORD ST | Non-lead - Copper | On site inspection only | Non-lead - Copper | No | On site inspection only | Single family | [9 empty] | Non-Lead
| 11871 NE CHATEAU DR | Non-lead - Copper | On site inspection only | Non-lead - Plastic | No | On site inspection only | Single family | [9 empty] | Non-Lead
| 670 BROWN ST | Non-lead - Copper | On site inspection only | Non-lead - Copper | No | On site inspection only | Single family | [9 empty] | Non-Lead
| 2868 OXFORD ST | Non-lead - Copper | On site inspection only | Non-lead - Copper | No | On site inspection only | Single family | [9 empty] | Non-Lead
| 310 STARK CT | Non-lead - Copper | On site inspection only | Non-lead - Copper | No | On site inspection only | Single family | [9 empty] | Non-Lead
| 425 N SETTLEMIER AVE | Non-lead - Copper | On site inspection only | Non-lead - Copper | No | On site inspection only | Single family | [9 empty] | Non-Lead
| 1466 GREENVIEW CT | Non-lead - Copper | On site inspection only | Non-lead - Copper | No | On site inspection only | Single family | [9 empty] | Non-Lead
| 1675 COUNTRY CLUB CIR | Non-lead - Copper | On site inspection only | Non-lead - Copper | No | On site inspection only | Single family | [9 empty] | Non-Lead
| 615 S FRONT ST | Non-lead - Copper | On site inspection only | Non-lead - Copper | No | On site inspection only | Single family | [9 empty] | Non-Lead
| 463 MUIRFIELD LN | Non-lead - Copper | On site inspection only | Non-lead - Copper | No | On site inspection only | Single family | [9 empty] | Non-Lead
| 620 TROON AVE | Non-lead - Copper | On site inspection only | Non-lead - Plastic | No | On site inspection only | Single family | [9 empty] | Non-Lead
| 474 TURNBERRY AVE | Non-lead - Copper | On site inspection only | Non-lead - Copper | No | On site inspection only | Single family | [9 empty] | Non-Lead
| 1926 THOMPSON RD | Non-lead - Copper | On site inspection only | Non-lead - Copper | No | On site inspection only | Single family | [9 empty] | Non-Lead
| 1655 THOMPSON RD | Non-lead - Copper | On site inspection only | Non-lead - Copper | No | On site inspection only | Single family | [9 empty] | Non-Lead
| 1300 QUINN RD | Non-lead - Copper | On site inspection only | Non-lead - Copper | No | On site inspection only | Single family | [9 empty] | Non-Lead
| 2771 VASSER ST | Non-lead - Copper | On site inspection only | Non-lead - Copper | No | On site inspection only | Single family | [9 empty] | Non-Lead
| 1588 DESANTIS DR | Non-lead - Copper | On site inspection only | Non-lead - Plastic | No | On site inspection only | Single family | [9 empty] | Non-Lead
| 1218 MAYANNA DR | Non-lead - Copper | On site inspection only | Non-lead - Copper | No | On site inspection only | Single family | [9 empty] | Non-Lead
| 796 OREGON WAY | Non-lead - Copper | On site inspection only | Non-lead - Copper | No | On site inspection only | Single family | [9 empty] | Non-Lead
| 2686 CITADEL ST | Non-lead - Copper | On site inspection only | Non-lead - Copper | No | On site inspection only | Single family | [9 empty] | Non-Lead
| 1825 WOODLAND AVE | Non-lead - Copper | On site inspection only | Non-lead - Copper | No | On site inspection only | Single family | [9 empty] | Non-Lead
| 1098 COMSTOCK WAY | Non-lead - Copper | On site inspection only | Non-lead - Copper | No | On site inspection only | Single family | [9 empty] | Non-Lead
| 795 S COLUMBIA DR | Non-lead - Copper | On site inspection only | Non-lead - Copper | No | On site inspection only | Single family | [9 empty] | Non-Lead
| 1325 ASTOR WAY | Non-lead - Copper | On site inspection only | Non-lead - Copper | No | On site inspection only | Single family | [9 empty] | Non-Lead
| 130 SMITH DR | Non-lead - Copper | On site inspection only | Non-lead - Copper | No | On site inspection only | Single family | [9 empty] | Non-Lead
| 853 OREGON WAY | Non-lead - Copper | On site inspection only | Non-lead - Copper | No | On site inspection only | Single family | [9 empty] | Non-Lead
| 325 MCLAUGHLIN DR | Non-lead - Copper | On site inspection only | Non-lead - Copper | No | On site inspection only | Single family | [9 empty] | Non-Lead
| 490 W CLACKAMAS CIR | Non-lead - Copper | On site inspection only | Non-lead - Copper | No | On site inspection only | Single family | [9 empty] | Non-Lead
| 1315 SALLAL RD | Non-lead - Copper | On site inspection only | Non-lead - Copper | No | On site inspection only | Single family | [9 empty] | Non-Lead
| 622 E CLACKAMAS CIR | Non-lead - Copper | On site inspection only | Non-lead - Copper | No | On site inspection only | Single family | [9 empty] | Non-Lead
| 2215 COUNTRY CLUB TER | Non-lead - Copper | On site inspection only | Non-lead - Copper | No | On site inspection only | Single family | [9 empty] | Non-Lead
| 1259 RANDOLPH RD | Non-lead - Copper | On site inspection only | Non-lead - Copper | No | On site inspection only | Single family | [9 empty] | Non-Lead
| 3614 SWEETWATER AVE | Non-lead - Copper | On site inspection only | Non-lead - Copper | No | On site inspection only | Single family | [9 empty] | Non-Lead
| 1916 KING WAY | Non-lead - Copper | On site inspection only | Non-lead - Copper | No | On site inspection only | Single family | [9 empty] | Non-Lead
| 230 MCLAUGHLIN DR | Non-lead - Copper | On site inspection only | Non-lead - Copper | No | On site inspection only | Single family | [9 empty] | Non-Lead
| 2727 BEN BROWN DR | Non-lead - Copper | On site inspection only | Non-lead - Plastic | No | On site inspection only | Single family | [9 empty] | Non-Lead
| 669 IRONWOOD TER | Non-lead - Copper | On site inspection only | Non-lead - Copper | No | On site inspection only | Single family | [9 empty] | Non-Lead
| 1621 W HAYES ST | Non-lead - Copper | On site inspection only | Non-lead - Copper | No | On site inspection only | Single family | [9 empty] | Non-Lead
| 2801 OXFORD ST | Non-lead - Copper | On site inspection only | Non-lead - Copper | No | On site inspection only | Single family | [9 empty] | Non-Lead
| 515 WILLOW AVE | Non-lead - Copper | On site inspection only | Non-lead - Plastic | No | On site inspection only | Single family | [9 empty] | Non-Lead
| 2441 TRACY LN | Non-lead - Copper | On site inspection only | Non-lead - Copper | No | On site inspection only | Single family | [9 empty] | Non-Lead
| 384 BAYLOR DR | Non-lead - Copper | On site inspection only | Non-lead - Copper | No | On site inspection only | Single family | [9 empty] | Non-Lead
| 3050 JONAH PL | Non-lead - Copper | On site inspection only | Non-lead - Copper | No | On site inspection only | Single family | [9 empty] | Non-Lead
| 734 SIXTH ST | Non-lead - Copper | On site inspection only | Non-lead - Copper | No | On site inspection only | Single family | [9 empty] | Non-Lead
| 424 BARLEY ST | Non-lead - Copper | On site inspection only | Non-lead - Plastic | No | On site inspection only | Single family | [9 empty] | Non-Lead
| 862 MEADOWVALE LN | Non-lead - Copper | On site inspection only | Non-lead - Copper | No | On site inspection only | Single family | [9 empty] | Non-Lead
| 1495 GEORGE ST | Non-lead - Copper | On site inspection only | Non-lead - Copper | No | On site inspection only | Single family | [9 empty] | Non-Lead
| 755 MAPLEWOOD CT | Non-lead - Copper | On site inspection only | Non-lead - Copper | No | On site inspection only | Single family | [9 empty] | Non-Lead
| 2515 COLEWOOD DR | Non-lead - Copper | On site inspection only | Non-lead - Copper | No | On site inspection only | Single family | [9 empty] | Non-Lead
| 1370 INDEPENDENCE AVE | Non-lead - Copper | On site inspection only | Non-lead - Copper | No | On site inspection only | Single family | [9 empty] | Non-Lead
| 1210 COMSTOCK WAY | Non-lead - Copper | On site inspection only | Non-lead - Copper | No | On site inspection only | Single family | [9 empty] | Non-Lead
| 860 E LINCOLN ST | Non-lead - Copper | On site inspection only | Non-lead - Copper | No | On site inspection only | Single family | [9 empty] | Non-Lead
| 1132 COUNTRY LN | Non-lead - Copper | On site inspection only | Non-lead - Copper | No | On site inspection only | Single family | [9 empty] | Non-Lead
| 2258 COUNTRY CLUB RD | Non-lead - Copper | On site inspection only | Non-lead - Copper | No | On site inspection only | Single family | [9 empty] | Non-Lead
| 730 KELOWNA ST | Non-lead - Copper | On site inspection only | Non-lead - Copper | No | On site inspection only | Single family | [9 empty] | Non-Lead
| 771 BLAINE ST | Non-lead - Copper | On site inspection only | Non-lead - Copper | No | On site inspection only | Single family | [9 empty] | Non-Lead
| 1338 SUNFLOWER ST | Non-lead - Copper | On site inspection only | Non-lead - Plastic | No | On site inspection only | Single family | [9 empty] | Non-Lead
| 250 MARSHALL ST | Non-lead - Copper | On site inspection only | Non-lead - Copper | No | On site inspection only | Single family | [9 empty] | Non-Lead
| 1414 DAHLIA ST | Non-lead - Copper | On site inspection only | Non-lead - Plastic | No | On site inspection only | Single family | [9 empty] | Non-Lead
| 2721 FAIRWAY ST | Non-lead - Copper | On site inspection only | Non-lead - Copper | No | On site inspection only | Single family | [9 empty] | Non-Lead
| 345 E LINCOLN ST | Non-lead - Copper | On site inspection only | Non-lead - Copper | No | On site inspection only | Single family | [9 empty] | Non-Lead
| 1165 VANDERBECK RD | Non-lead - Copper | On site inspection only | Non-lead - Copper | No | On site inspection only | Single family | [9 empty] | Non-Lead
| 1411 HARDCASTLE AVE | Non-lead - Copper | On site inspection only | Non-lead - Copper | No | On site inspection only | Single family | [9 empty] | Non-Lead
| 294 OAK ST | Non-lead - Copper | On site inspection only | Non-lead - Copper | No | On site inspection only | Single family | [9 empty] | Non-Lead
| 870 MARION ST | Non-lead - Copper | On site inspection only | Non-lead - Copper | No | On site inspection only | Single family | [9 empty] | Non-Lead
| 495 SYCAMORE AVE | Non-lead - Copper | On site inspection only | Non-lead - Copper | No | On site inspection only | Single family | [9 empty] | Non-Lead
| 1291 MAYANNA DR | Non-lead - Copper | On site inspection only | Non-lead - Copper | No | On site inspection only | Single family | [9 empty] | Non-Lead
| 2749 CREIGHTON ST | Non-lead - Copper | On site inspection only | Non-lead - Plastic | No | On site inspection only | Single family | [9 empty] | Non-Lead
| 409 PAULUS CT | Non-lead - Copper | On site inspection only | Non-lead - Copper | No | On site inspection only | Single family | [9 empty] | Non-Lead
| 639 BROWN ST | Non-lead - Copper | On site inspection only | Non-lead - Copper | No | On site inspection only | Single family | [9 empty] | Non-Lead
| 953 NUGGET CT | Non-lead - Copper | On site inspection only | Non-lead - Copper | No | On site inspection only | Single family | [9 empty] | Non-Lead
| 1123 BUNKER AVE | Non-lead - Copper | On site inspection only | Non-lead - Copper | No | On site inspection only | Single family | [9 empty] | Non-Lead
| 854 HAZELNUT DR | Non-lead - Copper | On site inspection only | Non-lead - Copper | No | On site inspection only | Single family | [9 empty] | Non-Lead
| 1992 LILAC WAY | Non-lead - Copper | On site inspection only | Non-lead - Copper | No | On site inspection only | Single family | [9 empty] | Non-Lead
| 450 HERMANSON ST | Non-lead - Copper | On site inspection only | Non-lead - Copper | No | On site inspection only | Single family | [9 empty] | Non-Lead
| 456 TURNBERRY AVE | Non-lead - Copper | On site inspection only | Non-lead - Copper | No | On site inspection only | Single family | [9 empty] | Non-Lead
| 765 S PACIFIC HWY #23 | Non-lead - Copper | On site inspection only | Galvanized (Iron or Steel) | No | On site inspection only | Single family | [9 empty] | Non-Lead
| 1903 KILLIAN SPRING DR | Non-lead - Copper | On site inspection only | Non-lead - Plastic | No | On site inspection only | Single family | [9 empty] | Non-Lead
| 234 S SETTLEMIER AVE | Non-lead - Copper | On site inspection only | Non-lead - Copper | No | On site inspection only | Single family | [9 empty] | Non-Lead
| 514 W CLACKAMAS CIR | Non-lead - Copper | On site inspection only | Non-lead - Copper | No | On site inspection only | Single family | [9 empty] | Non-Lead
| 594 TUKWILA DR | Non-lead - Copper | On site inspection only | Non-lead - Copper | No | On site inspection only | Single family | [9 empty] | Non-Lead
| 474 S COLUMBIA DR | Non-lead - Copper | On site inspection only | Non-lead - Copper | No | On site inspection only | Single family | [9 empty] | Non-Lead
| 1596 ARLINGTON AVE | Non-lead - Copper | On site inspection only | Non-lead - Copper | No | On site inspection only | Single family | [9 empty] | Non-Lead
| 2390 HALTER DR | Non-lead - Copper | On site inspection only | Non-lead - Plastic | No | On site inspection only | Single family | [9 empty] | #REF!
| 620 CORBY ST | Non-lead - Copper | On site inspection only | Non-lead - Copper | No | On site inspection only | Single family | [9 empty] | Non-Lead
| 602 THOMAS WAY | Non-lead - Copper | On site inspection only | Non-lead - Plastic | No | On site inspection only | Single family | [9 empty] | Non-Lead
| 444 HARDCASTLE AVE | Non-lead - Copper | On site inspection only | Non-lead - Copper | No | On site inspection only | Single family | [9 empty] | Non-Lead
| 1327 COOLEY RD | Non-lead - Copper | On site inspection only | Non-lead - Copper | No | On site inspection only | Single family | [9 empty] | Non-Lead
| 1821 JANSEN WAY | Non-lead - Copper | On site inspection only | Non-lead - Copper | No | On site inspection only | Single family | [9 empty] | Non-Lead
| 569 STOLLER ST | Non-lead - Copper | On site inspection only | Non-lead - Plastic | No | On site inspection only | Single family | [9 empty] | Non-Lead
| 269 OLIVE AVE | Non-lead - Copper | On site inspection only | Non-lead - Copper | No | On site inspection only | Single family | [9 empty] | Non-Lead
| 1735 TOMLIN AVE | Non-lead - Copper | On site inspection only | Non-lead - Copper | No | On site inspection only | Single family | [9 empty] | Non-Lead
| 1780 TOMLIN AVE | Non-lead - Copper | On site inspection only | Non-lead - Copper | No | On site inspection only | Single family | [9 empty] | Non-Lead
| 110 SMITH DR | Non-lead - Copper | On site inspection only | Non-lead - Copper | No | On site inspection only | Single family | [9 empty] | Non-Lead
| 1225 PARKVIEW CT | Non-lead - Copper | On site inspection only | Non-lead - Copper | No | On site inspection only | Single family | [9 empty] | Non-Lead
| 1590 VAN LIEU CT | Non-lead - Copper | On site inspection only | Non-lead - Copper | No | On site inspection only | Single family | [9 empty] | Non-Lead
| 154 BRADLEY ST | Non-lead - Copper | On site inspection only | Non-lead - Copper | No | On site inspection only | Single family | [9 empty] | Non-Lead
| 1067 ROY AVE | Non-lead - Copper | On site inspection only | Non-lead - Copper | No | On site inspection only | Single family | [9 empty] | Non-Lead
| 790 HARVEST WAY | Non-lead - Copper | On site inspection only | Non-lead - Copper | No | On site inspection only | Single family | [9 empty] | Non-Lead
| 1851 SMITH DR | Non-lead - Copper | On site inspection only | Non-lead - Plastic | No | On site inspection only | Single family | [9 empty] | Non-Lead
| 2728 ROANOKE ST | Non-lead - Copper | On site inspection only | Non-lead - Copper | No | On site inspection only | Single family | [9 empty] | Non-Lead
| 483 MUIRFIELD LN | Non-lead - Copper | On site inspection only | Non-lead - Copper | No | On site inspection only | Single family | [9 empty] | Non-Lead
| 764 HAZELNUT DR | Non-lead - Copper | On site inspection only | Non-lead - Copper | No | On site inspection only | Single family | [9 empty] | Non-Lead
| 2569 GRAYSTONE DR | Non-lead - Copper | On site inspection only | Non-lead - Plastic | No | On site inspection only | Single family | [9 empty] | Non-Lead
| 1380 ALEXANDRA CT | Non-lead - Copper | On site inspection only | Non-lead - Copper | No | On site inspection only | Single family | [9 empty] | Non-Lead
| 278 SKYLER DR | Non-lead - Copper | On site inspection only | Non-lead - Copper | No | On site inspection only | Single family | [9 empty] | Non-Lead
| 1196 FOXGLOVE ST | Non-lead - Copper | On site inspection only | Non-lead - Plastic | No | On site inspection only | Single family | [9 empty] | Non-Lead
| 11839 NE CHATEAU DR | Non-lead - Copper | On site inspection only | Non-lead - Plastic | No | On site inspection only | Single family | [9 empty] | Non-Lead
| 1183 DELLMOOR WAY | Non-lead - Copper | On site inspection only | Non-lead - Copper | No | On site inspection only | Single family | [9 empty] | Non-Lead
| 333 SMITH DR | Non-lead - Copper | On site inspection only | Non-lead - Copper | No | On site inspection only | Single family | [9 empty] | Non-Lead
| 1040 WILSON ST | Non-lead - Copper | On site inspection only | Non-lead - Copper | No | On site inspection only | Single family | [9 empty] | Non-Lead
| 1475 VAN LIEU CT | Non-lead - Copper | On site inspection only | Non-lead - Copper | No | On site inspection only | Single family | [9 empty] | Non-Lead
| 600 OREGON WAY | Non-lead - Copper | On site inspection only | Non-lead - Copper | No | On site inspection only | Single family | [9 empty] | Non-Lead
| 724 S CASCADE DR | Non-lead - Copper | On site inspection only | Non-lead - Copper | No | On site inspection only | Single family | [9 empty] | Non-Lead
| 202 TOUT ST | Non-lead - Copper | On site inspection only | Non-lead - Copper | No | On site inspection only | Single family | [9 empty] | Non-Lead
| 1501 DESANTIS DR | Non-lead - Copper | On site inspection only | Non-lead - Plastic | No | On site inspection only | Single family | [9 empty] | Non-Lead
| 224 ACACIA AVE | Non-lead - Copper | On site inspection only | Non-lead - Copper | No | On site inspection only | Single family | [9 empty] | Non-Lead
| 620 S CASCADE DR | Non-lead - Copper | On site inspection only | Non-lead - Copper | No | On site inspection only | Single family | [9 empty] | Non-Lead
| 512 TURNBERRY AVE | Non-lead - Copper | On site inspection only | Non-lead - Copper | No | On site inspection only | Single family | [9 empty] | Non-Lead
| 1423 GARFIELD ST | Non-lead - Copper | On site inspection only | Non-lead - Copper | No | On site inspection only | Single family | [9 empty] | Non-Lead
| 2287 HALTER DR | Non-lead - Copper | On site inspection only | Non-lead - Plastic | No | On site inspection only | Single family | [9 empty] | Non-Lead
| 3540 SWEETWATER AVE | Non-lead - Copper | On site inspection only | Non-lead - Copper | No | On site inspection only | Single family | [9 empty] | Non-Lead
| 810 TUKWILA DR | Non-lead - Copper | On site inspection only | Non-lead - Copper | No | On site inspection only | Single family | [9 empty] | Non-Lead
| 839 S COLUMBIA DR | Non-lead - Copper | On site inspection only | Non-lead - Copper | No | On site inspection only | Single family | [9 empty] | Non-Lead
| 689 W CLACKAMAS CIR | Non-lead - Copper | On site inspection only | Non-lead - Copper | No | On site inspection only | Single family | [9 empty] | Non-Lead
| 302 JANA CT | Non-lead - Copper | On site inspection only | Non-lead - Copper | No | On site inspection only | Single family | [9 empty] | Non-Lead
| 1429 JUNE WAY | Non-lead - Copper | On site inspection only | Non-lead - Copper | No | On site inspection only | Single family | [9 empty] | Non-Lead
| 611 N CASCADE DR | Non-lead - Copper | On site inspection only | Non-lead - Copper | No | On site inspection only | Single family | [9 empty] | Non-Lead
| 462 WHEAT ST | Non-lead - Copper | On site inspection only | Non-lead - Plastic | No | On site inspection only | Single family | [9 empty] | Non-Lead
| 1391 ASTOR WAY | Non-lead - Copper | On site inspection only | Non-lead - Copper | No | On site inspection only | Single family | [9 empty] | Non-Lead
| 1695 THOMPSON RD | Non-lead - Copper | On site inspection only | Non-lead - Copper | No | On site inspection only | Single family | [9 empty] | Non-Lead
| 1249 STANFIELD RD | Non-lead - Copper | On site inspection only | Non-lead - Copper | No | On site inspection only | Single family | [9 empty] | Non-Lead
| 393 PANA CT | Non-lead - Copper | On site inspection only | Non-lead - Copper | No | On site inspection only | Single family | [9 empty] | Non-Lead
| 2596 JAMESTOWN ST | Non-lead - Copper | On site inspection only | Non-lead - Copper | No | On site inspection only | Single family | [9 empty] | Non-Lead
| 2223 MERIDIAN DR | Non-lead - Copper | On site inspection only | Non-lead - Copper | No | On site inspection only | Single family | [9 empty] | Non-Lead
| 1600 ECOLA WAY | Non-lead - Copper | On site inspection only | Non-lead - Copper | No | On site inspection only | Single family | [9 empty] | Non-Lead
| 550 SMITH DR | Non-lead - Copper | On site inspection only | Non-lead - Copper | No | On site inspection only | Single family | [9 empty] | Non-Lead
| 2420 UMPQUA RD | Non-lead - Copper | On site inspection only | Non-lead - Copper | No | On site inspection only | Single family | [9 empty] | Non-Lead
| 636 OREGON WAY | Non-lead - Copper | On site inspection only | Non-lead - Copper | No | On site inspection only | Single family | [9 empty] | Non-Lead
| 2125 COUNTRY CLUB CT | Non-lead - Copper | On site inspection only | Non-lead - Copper | No | On site inspection only | Single family | [9 empty] | Non-Lead
| 612 N CASCADE DR #8 | Non-lead - Copper | On site inspection only | Galvanized (Iron or Steel) | No | On site inspection only | Single family | [9 empty] | Non-Lead
| 1650 MERIDIAN DR | Non-lead - Copper | On site inspection only | Non-lead - Copper | No | On site inspection only | Single family | [9 empty] | Non-Lead
| 875 HERMANSON ST | Non-lead - Copper | On site inspection only | Non-lead - Copper | No | On site inspection only | Single family | [9 empty] | Non-Lead
| 844 CORBY ST | Non-lead - Copper | On site inspection only | Non-lead - Copper | No | On site inspection only | Single family | [9 empty] | Non-Lead
| 3273 OXFORD ST | Non-lead - Copper | On site inspection only | Non-lead - Copper | No | On site inspection only | Single family | [9 empty] | Non-Lead
| 1100 COMSTOCK WAY | Non-lead - Copper | On site inspection only | Non-lead - Copper | No | On site inspection only | Single family | [9 empty] | Non-Lead
| 1331 THOMPSON RD | Non-lead - Copper | On site inspection only | Non-lead - Copper | No | On site inspection only | Single family | [9 empty] | Non-Lead
| 885 GARFIELD ST | Non-lead - Copper | On site inspection only | Non-lead - Copper | No | On site inspection only | Single family | [9 empty] | Non-Lead
| 2491 TRACY LN | Non-lead - Copper | On site inspection only | Non-lead - Copper | No | On site inspection only | Single family | [9 empty] | Non-Lead
| 431 INGLEWOOD LN | Non-lead - Copper | On site inspection only | Non-lead - Copper | No | On site inspection only | Single family | [9 empty] | Non-Lead
| 1299 ELANA DR | Non-lead - Copper | On site inspection only | Non-lead - Copper | No | On site inspection only | Single family | [9 empty] | Non-Lead
| 1201 DAYLILY ST | Non-lead - Copper | On site inspection only | Non-lead - Plastic | No | On site inspection only | Single family | [9 empty] | Non-Lead
| 3050 CAMAS ST | Non-lead - Copper | On site inspection only | Non-lead - Copper | No | On site inspection only | Single family | [9 empty] | Non-Lead
| 1155 PRINCETON RD | Non-lead - Copper | On site inspection only | Non-lead - Copper | No | On site inspection only | Single family | [9 empty] | Non-Lead
| 1645 JANSEN WAY | Non-lead - Copper | On site inspection only | Non-lead - Copper | No | On site inspection only | Single family | [9 empty] | Non-Lead
| 1581 ASTOR WAY | Non-lead - Copper | On site inspection only | Non-lead - Copper | No | On site inspection only | Single family | [9 empty] | Non-Lead
| 750 S CASCADE DR | Non-lead - Copper | On site inspection only | Non-lead - Copper | No | On site inspection only | Single family | [9 empty] | Non-Lead
| 761 BLAINE ST | Non-lead - Copper | On site inspection only | Non-lead - Copper | No | On site inspection only | Single family | [9 empty] | Non-Lead
| 455 COMSTOCK AVE | Non-lead - Copper | On site inspection only | Non-lead - Copper | No | On site inspection only | Single family | [9 empty] | Non-Lead
| 447 STARK ST | Non-lead - Copper | On site inspection only | Non-lead - Copper | No | On site inspection only | Single family | [9 empty] | Non-Lead
| 2196 LILAC WAY | Non-lead - Copper | On site inspection only | Non-lead - Copper | No | On site inspection only | Single family | [9 empty] | Non-Lead
| 2094 LILAC WAY | Non-lead - Copper | On site inspection only | Non-lead - Copper | No | On site inspection only | Single family | [9 empty] | Non-Lead
| 2287 OREGON CT | Non-lead - Copper | On site inspection only | Non-lead - Copper | No | On site inspection only | Single family | [9 empty] | Non-Lead
| 2493 BEN BROWN DR | Non-lead - Copper | On site inspection only | Non-lead - Plastic | No | On site inspection only | Single family | [9 empty] | Non-Lead
| 2194 CAMELLIA WAY | Non-lead - Copper | On site inspection only | Non-lead - Copper | No | On site inspection only | Single family | [9 empty] | Non-Lead
| 734 FAIRWOOD CRES | Non-lead - Copper | On site inspection only | Non-lead - Copper | No | On site inspection only | Single family | [9 empty] | Non-Lead
| 527 PARADISE ST | Non-lead - Copper | On site inspection only | Non-lead - Copper | No | On site inspection only | Single family | [9 empty] | Non-Lead
| 540 S COLUMBIA DR | Non-lead - Copper | On site inspection only | Non-lead - Copper | No | On site inspection only | Single family | [9 empty] | Non-Lead
| 876 TUKWILA DR | Non-lead - Copper | On site inspection only | Non-lead - Copper | No | On site inspection only | Single family | [9 empty] | Non-Lead
| 1992 W SANTIAM DR | Non-lead - Copper | On site inspection only | Non-lead - Copper | No | On site inspection only | Single family | [9 empty] | Non-Lead
| 1349 MULBERRY DR | Non-lead - Copper | On site inspection only | Non-lead - Copper | No | On site inspection only | Single family | [9 empty] | Non-Lead
| 234 E LINCOLN ST | Non-lead - Copper | On site inspection only | Non-lead - Copper | No | On site inspection only | Single family | [9 empty] | Non-Lead
| 1445 CONSTITUTION AVE | Non-lead - Copper | On site inspection only | Non-lead - Copper | No | On site inspection only | Single family | [9 empty] | Non-Lead
| 1199 EAGLE DR | Non-lead - Copper | On site inspection only | Non-lead - Copper | No | On site inspection only | Single family | [9 empty] | Non-Lead
| 1194 KENNEDY ST | Non-lead - Copper | On site inspection only | Non-lead - Copper | No | On site inspection only | Single family | [9 empty] | Non-Lead
| 644 IRONWOOD TER | Non-lead - Copper | On site inspection only | Non-lead - Copper | No | On site inspection only | Single family | [9 empty] | Non-Lead
| 189 W CLACKAMAS CIR | Non-lead - Copper | On site inspection only | Non-lead - Copper | No | On site inspection only | Single family | [9 empty] | Non-Lead
| 1619 COUNTRY CLUB CIR | Non-lead - Copper | On site inspection only | Non-lead - Copper | No | On site inspection only | Single family | [9 empty] | Non-Lead
| 240 BAYLOR DR | Non-lead - Copper | On site inspection only | Non-lead - Copper | No | On site inspection only | Single family | [9 empty] | Non-Lead
| 1331 UMPQUA RD | Non-lead - Copper | On site inspection only | Non-lead - Copper | No | On site inspection only | Single family | [9 empty] | Non-Lead
| 854 TUKWILA DR | Non-lead - Copper | On site inspection only | Non-lead - Copper | No | On site inspection only | Single family | [9 empty] | Non-Lead
| 775 YOUNG ST | Non-lead - Copper | On site inspection only | Non-lead - Copper | No | On site inspection only | Single family | [9 empty] | Non-Lead
| 2421 TRACY LN | Non-lead - Copper | On site inspection only | Non-lead - Copper | No | On site inspection only | Single family | [9 empty] | Non-Lead
| 1632 NEWPORT WAY | Non-lead - Copper | On site inspection only | Non-lead - Copper | No | On site inspection only | Single family | [9 empty] | Non-Lead
| 922 BROUGHTON WAY | Non-lead - Copper | On site inspection only | Non-lead - Copper | No | On site inspection only | Single family | [9 empty] | Non-Lead
| 328 QUAIL RUN CIR | Non-lead - Copper | On site inspection only | Non-lead - Copper | No | On site inspection only | Single family | [9 empty] | Non-Lead
| 1327 VANDERBECK LN | Non-lead - Copper | On site inspection only | Non-lead - Copper | No | On site inspection only | Single family | [9 empty] | Non-Lead
| 470 MONTGOMERY ST | Non-lead - Copper | On site inspection only | Non-lead - Copper | No | On site inspection only | Single family | [9 empty] | Non-Lead
| 1238 DAYLILY ST | Non-lead - Copper | On site inspection only | Non-lead - Plastic | No | On site inspection only | Single family | [9 empty] | Non-Lead
| 1248 STANFIELD RD | Non-lead - Copper | On site inspection only | Non-lead - Copper | No | On site inspection only | Single family | [9 empty] | Non-Lead
| 645 FAIRWOOD CRES | Non-lead - Copper | On site inspection only | Non-lead - Copper | No | On site inspection only | Single family | [9 empty] | Non-Lead
| 2063 HEATHER WAY | Non-lead - Copper | On site inspection only | Non-lead - Copper | No | On site inspection only | Single family | [9 empty] | Non-Lead
| 865 MEADOWVALE LN | Non-lead - Copper | On site inspection only | Non-lead - Copper | No | On site inspection only | Single family | [9 empty] | Non-Lead
| 1375 THOMPSON RD | Non-lead - Copper | On site inspection only | Non-lead - Copper | No | On site inspection only | Single family | [9 empty] | Non-Lead
| 11858 NE CHATEAU DR | Non-lead - Copper | On site inspection only | Non-lead - Copper | No | On site inspection only | Single family | [9 empty] | Non-Lead
| 759 GOOSE HOLLOW CT | Non-lead - Copper | On site inspection only | Non-lead - Copper | No | On site inspection only | Single family | [9 empty] | Non-Lead
| 441 OATS ST | Non-lead - Copper | On site inspection only | Non-lead - Plastic | No | On site inspection only | Single family | [9 empty] | Non-Lead
| 2579 ROANOKE ST | Non-lead - Copper | On site inspection only | Non-lead - Copper | No | On site inspection only | Single family | [9 empty] | Non-Lead
| 765 S PACIFIC HWY #43 | Non-lead - Copper | On site inspection only | Galvanized (Iron or Steel) | No | On site inspection only | Single family | [9 empty] | Non-Lead
| 467 BEN BROWN LN | Non-lead - Copper | On site inspection only | Non-lead - Plastic | No | On site inspection only | Single family | [9 empty] | Non-Lead
| 720 MAPLEWOOD CT | Non-lead - Copper | On site inspection only | Non-lead - Copper | No | On site inspection only | Single family | [9 empty] | Non-Lead
| 1165 GREENVIEW DR | Non-lead - Copper | On site inspection only | Non-lead - Copper | No | On site inspection only | Single family | [9 empty] | Non-Lead
| 1184 FOXGLOVE ST | Non-lead - Copper | On site inspection only | Non-lead - Plastic | No | On site inspection only | Single family | [9 empty] | Non-Lead
| 1645 ALEXANDRA AVE | Non-lead - Copper | On site inspection only | Non-lead - Copper | No | On site inspection only | Single family | [9 empty] | Non-Lead
| 476 S CASCADE DR | Non-lead - Copper | On site inspection only | Non-lead - Copper | No | On site inspection only | Single family | [9 empty] | Non-Lead
| 2668 HAZELNUT DR | Non-lead - Copper | On site inspection only | Non-lead - Copper | No | On site inspection only | Single family | [9 empty] | Non-Lead
| 1350 INDEPENDENCE AVE | Non-lead - Copper | On site inspection only | Non-lead - Copper | No | On site inspection only | Single family | [9 empty] | Non-Lead
| 1372 SUNFLOWER ST | Non-lead - Copper | On site inspection only | Non-lead - Plastic | No | On site inspection only | Single family | [9 empty] | Non-Lead
| 729 WOODLAND AVE | Non-lead - Copper | On site inspection only | Non-lead - Copper | No | On site inspection only | Single family | [9 empty] | Non-Lead
| 915 MARION ST | Non-lead - Copper | On site inspection only | Non-lead - Copper | No | On site inspection only | Single family | [9 empty] | Non-Lead
| 910 HIGH ST | Non-lead - Copper | On site inspection only | Non-lead - Copper | No | On site inspection only | Single family | [9 empty] | Non-Lead
| 1070 KENNEDY ST | Non-lead - Copper | On site inspection only | Non-lead - Plastic | No | On site inspection only | Single family | [9 empty] | Non-Lead
| 2701 BEN BROWN DR | Non-lead - Copper | On site inspection only | Non-lead - Plastic | No | On site inspection only | Single family | [9 empty] | Non-Lead
| 1300 TOMLIN AVE | Non-lead - Copper | On site inspection only | Non-lead - Copper | No | On site inspection only | Single family | [9 empty] | Non-Lead
| 951 ALDER LN | Non-lead - Copper | On site inspection only | Non-lead - Copper | No | On site inspection only | Single family | [9 empty] | Non-Lead
| 226 BAYLOR DR | Non-lead - Copper | On site inspection only | Non-lead - Copper | No | On site inspection only | Single family | [9 empty] | Non-Lead
| 1629 PARK AVE | Non-lead - Copper | On site inspection only | Non-lead - Copper | No | On site inspection only | Single family | [9 empty] | Non-Lead
| 1902 MERIDIAN DR | Non-lead - Copper | On site inspection only | Non-lead - Copper | No | On site inspection only | Single family | [9 empty] | Non-Lead
| 2512 BOSTON ST | Non-lead - Copper | On site inspection only | Non-lead - Copper | No | On site inspection only | Single family | [9 empty] | Non-Lead
| 1175 BUNKER AVE | Non-lead - Copper | On site inspection only | Non-lead - Copper | No | On site inspection only | Single family | [9 empty] | Non-Lead
| 1550 INDEPENDENCE AVE | Non-lead - Copper | On site inspection only | Non-lead - Copper | No | On site inspection only | Single family | [9 empty] | Non-Lead
| 1544 WOODLAND AVE | Non-lead - Copper | On site inspection only | Non-lead - Copper | No | On site inspection only | Single family | [9 empty] | Non-Lead
| 2332 BEN BROWN DR | Non-lead - Copper | On site inspection only | Non-lead - Plastic | No | On site inspection only | Single family | [9 empty] | Non-Lead
| 1239 BERNARD DR | Non-lead - Copper | On site inspection only | Non-lead - Copper | No | On site inspection only | Single family | [9 empty] | Non-Lead
| 2775 CITADEL ST | Non-lead - Copper | On site inspection only | Non-lead - Copper | No | On site inspection only | Single family | [9 empty] | Non-Lead
| 449 A ST | Non-lead - Copper | On site inspection only | Non-lead - Copper | No | On site inspection only | Single family | [9 empty] | Non-Lead
| 622 FAIRWOOD CRES | Non-lead - Copper | On site inspection only | Non-lead - Copper | No | On site inspection only | Single family | [9 empty] | Non-Lead
| 2581 CONCORD ST | Non-lead - Copper | On site inspection only | Non-lead - Copper | No | On site inspection only | Single family | [9 empty] | Non-Lead
| 2440 UMPQUA RD | Non-lead - Copper | On site inspection only | Non-lead - Copper | No | On site inspection only | Single family | [9 empty] | Non-Lead
| 1649 PRINCETON RD | Non-lead - Copper | On site inspection only | Non-lead - Copper | No | On site inspection only | Single family | [9 empty] | Non-Lead
| 2480 TRACY LN | Non-lead - Copper | On site inspection only | Non-lead - Copper | No | On site inspection only | Single family | [9 empty] | Non-Lead
| 1650 THOMPSON RD | Non-lead - Copper | On site inspection only | Non-lead - Copper | No | On site inspection only | Single family | [9 empty] | Non-Lead
| 917 N CASCADE DR | Non-lead - Copper | On site inspection only | Non-lead - Copper | No | On site inspection only | Single family | [9 empty] | Non-Lead
| 2815 CHAMPIONSHIP DR | Non-lead - Copper | On site inspection only | Non-lead - Copper | No | On site inspection only | Single family | [9 empty] | Non-Lead
| 1465 W LINCOLN ST | Non-lead - Copper | On site inspection only | Non-lead - Copper | No | On site inspection only | Single family | [9 empty] | Non-Lead
| 1366 RAINIER RD | Non-lead - Copper | On site inspection only | Non-lead - Copper | No | On site inspection only | Single family | [9 empty] | Non-Lead
| 2082 CAMELLIA WAY | Non-lead - Copper | On site inspection only | Non-lead - Copper | No | On site inspection only | Single family | [9 empty] | Non-Lead
| 411 HARVARD DR | Non-lead - Copper | On site inspection only | Non-lead - Copper | No | On site inspection only | Single family | [9 empty] | Non-Lead
| 597 S COLUMBIA DR | Non-lead - Copper | On site inspection only | Non-lead - Copper | No | On site inspection only | Single family | [9 empty] | Non-Lead
| 612 N CASCADE DR #85 | Non-lead - Copper | On site inspection only | Galvanized (Iron or Steel) | No | On site inspection only | Single family | [9 empty] | Non-Lead
| 392 YVONNE ST | Non-lead - Copper | On site inspection only | Non-lead - Plastic | No | On site inspection only | Single family | [9 empty] | Non-Lead
| 2303 MILLER FARM RD | Non-lead - Copper | On site inspection only | Non-lead - Copper | No | On site inspection only | Single family | [9 empty] | Non-Lead
| 1250 W HAYES ST | Non-lead - Copper | On site inspection only | Non-lead - Copper | No | On site inspection only | Single family | [9 empty] | Non-Lead
| 1410 PRINCETON RD | Non-lead - Copper | On site inspection only | Non-lead - Copper | No | On site inspection only | Single family | [9 empty] | Non-Lead
| 1445 KEVIN CT | Non-lead - Copper | On site inspection only | Non-lead - Copper | No | On site inspection only | Single family | [9 empty] | Non-Lead
| 1018 MCKINLEY ST | Non-lead - Copper | On site inspection only | Non-lead - Copper | No | On site inspection only | Single family | [9 empty] | Non-Lead
| 677 W CLACKAMAS CIR | Non-lead - Copper | On site inspection only | Non-lead - Copper | No | On site inspection only | Single family | [9 empty] | Non-Lead
| 1502 SUNFLOWER ST | Non-lead - Copper | On site inspection only | Non-lead - Plastic | No | On site inspection only | Single family | [9 empty] | Non-Lead
| 448 TURNBERRY AVE | Non-lead - Copper | On site inspection only | Non-lead - Copper | No | On site inspection only | Single family | [9 empty] | Non-Lead
| 1450 MARCEL CT | Non-lead - Copper | On site inspection only | Non-lead - Copper | No | On site inspection only | Single family | [9 empty] | Non-Lead
| 1143 FOXGLOVE ST | Non-lead - Copper | On site inspection only | Non-lead - Copper | No | On site inspection only | Single family | [9 empty] | Non-Lead
| 1026 KENNEDY ST | Non-lead - Copper | On site inspection only | Non-lead - Plastic | No | On site inspection only | Single family | [9 empty] | Non-Lead
| 2232 MERIDIAN DR | Non-lead - Copper | On site inspection only | Non-lead - Copper | No | On site inspection only | Single family | [9 empty] | Non-Lead
| 11872 NE CHATEAU DR | Non-lead - Copper | On site inspection only | Galvanized (Iron or Steel) | No | On site inspection only | Single family | [9 empty] | Non-Lead
| 1395 THOMPSON RD | Non-lead - Copper | On site inspection only | Non-lead - Copper | No | On site inspection only | Single family | [9 empty] | Non-Lead
| 944 HERMANSON ST | Non-lead - Copper | On site inspection only | Non-lead - Copper | No | On site inspection only | Single family | [9 empty] | Non-Lead
| 2179 HEATHER WAY | Non-lead - Copper | On site inspection only | Non-lead - Copper | No | On site inspection only | Single family | [9 empty] | Non-Lead
| 11868 NE CHATEAU DR | Non-lead - Copper | On site inspection only | Galvanized (Iron or Steel) | No | On site inspection only | Single family | [9 empty] | Non-Lead
| 768 GOOSE HOLLOW CT | Non-lead - Copper | On site inspection only | Non-lead - Copper | No | On site inspection only | Single family | [9 empty] | Non-Lead
| 1621 SALLAL RD | Non-lead - Copper | On site inspection only | Non-lead - Copper | No | On site inspection only | Single family | [9 empty] | Non-Lead
| 2151 MERIDIAN DR | Non-lead - Copper | On site inspection only | Non-lead - Copper | No | On site inspection only | Single family | [9 empty] | Non-Lead
| 726 TUKWILA DR | Non-lead - Copper | On site inspection only | Non-lead - Copper | No | On site inspection only | Single family | [9 empty] | Non-Lead
| 690 FILBERT ST | Non-lead - Copper | On site inspection only | Non-lead - Copper | No | On site inspection only | Single family | [9 empty] | Non-Lead
| 2070 MERIDIAN DR | Non-lead - Copper | On site inspection only | Non-lead - Copper | No | On site inspection only | Single family | [9 empty] | Non-Lead
| 1375 GREENVIEW DR | Non-lead - Copper | On site inspection only | Non-lead - Copper | No | On site inspection only | Single family | [9 empty] | Non-Lead
| 2593 LEXINGTON CT | Non-lead - Copper | On site inspection only | Non-lead - Copper | No | On site inspection only | Single family | [9 empty] | Non-Lead
| 3215 CAMAS ST | Non-lead - Copper | On site inspection only | Non-lead - Copper | No | On site inspection only | Single family | [9 empty] | Non-Lead
| 475 WORKMAN DR | Non-lead - Copper | On site inspection only | Non-lead - Copper | No | On site inspection only | Single family | [9 empty] | Non-Lead
| 329 E CLACKAMAS CIR | Non-lead - Copper | On site inspection only | Non-lead - Copper | No | On site inspection only | Single family | [9 empty] | Non-Lead
| 2892 TUKWILA DR | Non-lead - Copper | On site inspection only | Non-lead - Copper | No | On site inspection only | Single family | [9 empty] | Non-Lead
| 1223 HENRY'S BLVD | Non-lead - Copper | On site inspection only | Non-lead - Copper | No | On site inspection only | Single family | [9 empty] | Non-Lead
| 1472 IRIS ST | Non-lead - Copper | On site inspection only | Non-lead - Plastic | No | On site inspection only | Single family | [9 empty] | Non-Lead
| 2550 BEN BROWN DR | Non-lead - Copper | On site inspection only | Non-lead - Plastic | No | On site inspection only | Single family | [9 empty] | Non-Lead
| 1426 IRIS ST | Non-lead - Copper | On site inspection only | Non-lead - Plastic | No | On site inspection only | Single family | [9 empty] | Non-Lead
| 2221 BEN BROWN DR | Non-lead - Copper | On site inspection only | Non-lead - Plastic | No | On site inspection only | Single family | [9 empty] | Non-Lead
| 1230 DAHLIA ST | Non-lead - Copper | On site inspection only | Non-lead - Plastic | No | On site inspection only | Single family | [9 empty] | Non-Lead
| 685 W HAYES ST | Non-lead - Copper | On site inspection only | Non-lead - Copper | No | On site inspection only | Single family | [9 empty] | Non-Lead
| 2190 W HAYES ST | Non-lead - Copper | On site inspection only | Non-lead - Copper | No | On site inspection only | Single family | [9 empty] | Non-Lead
| 561 ARTHUR ST | Non-lead - Copper | On site inspection only | Non-lead - Copper | No | On site inspection only | Single family | [9 empty] | Non-Lead
| 2523 GRAYSTONE DR | Non-lead - Copper | On site inspection only | Non-lead - Copper | No | On site inspection only | Single family | [9 empty] | Non-Lead
| 978 W HAYES ST | Non-lead - Copper | On site inspection only | Non-lead - Copper | No | On site inspection only | Single family | [9 empty] | Non-Lead
| 520 SMITH DR | Non-lead - Copper | On site inspection only | Non-lead - Copper | No | On site inspection only | Single family | [9 empty] | Non-Lead
| 821 BRYAN ST | Non-lead - Copper | On site inspection only | Non-lead - Copper | No | On site inspection only | Single family | [9 empty] | Non-Lead
| 1019 HERMANSON ST | Non-lead - Copper | On site inspection only | Non-lead - Copper | No | On site inspection only | Single family | [9 empty] | Non-Lead
| 448 N PACIFIC HWY | Non-lead - Copper | On site inspection only | Non-lead - Copper | No | On site inspection only | Single family | [9 empty] | Non-Lead
| 1481 AUDREY WAY | Non-lead - Copper | On site inspection only | Non-lead - Copper | No | On site inspection only | Single family | [9 empty] | Non-Lead
| 2104 LILAC WAY | Non-lead - Copper | On site inspection only | Non-lead - Copper | No | On site inspection only | Single family | [9 empty] | Non-Lead
| 515 N CASCADE DR | Non-lead - Copper | On site inspection only | Non-lead - Copper | No | On site inspection only | Single family | [9 empty] | Non-Lead
| 405 TROON AVE | Non-lead - Copper | On site inspection only | Non-lead - Plastic | No | On site inspection only | Single family | [9 empty] | Non-Lead
| 483 WILLOW AVE | Non-lead - Copper | On site inspection only | Non-lead - Copper | No | On site inspection only | Single family | [9 empty] | Non-Lead
| 1081 KOFFLER AVE | Non-lead - Copper | On site inspection only | Non-lead - Copper | No | On site inspection only | Single family | [9 empty] | Non-Lead
| 280 S SETTLEMIER AVE | Non-lead - Copper | On site inspection only | Non-lead - Copper | No | On site inspection only | Single family | [9 empty] | Non-Lead
| 2747 BEN BROWN DR | Non-lead - Copper | On site inspection only | Non-lead - Plastic | No | On site inspection only | Single family | [9 empty] | Non-Lead
| 498 RYE ST | Non-lead - Copper | On site inspection only | Non-lead - Plastic | No | On site inspection only | Single family | [9 empty] | Non-Lead
| 2504 MERIDIAN CT | Non-lead - Copper | On site inspection only | Non-lead - Copper | No | On site inspection only | Single family | [9 empty] | Non-Lead
| 908 ASTOR WAY | Non-lead - Copper | On site inspection only | Non-lead - Copper | No | On site inspection only | Single family | [9 empty] | Non-Lead
| 322 MCLAUGHLIN DR | Non-lead - Copper | On site inspection only | Non-lead - Copper | No | On site inspection only | Single family | [9 empty] | Non-Lead
| 581 HALL ST | Non-lead - Copper | On site inspection only | Non-lead - Copper | No | On site inspection only | Single family | [9 empty] | Non-Lead
| 668 IRONWOOD TER | Non-lead - Copper | On site inspection only | Non-lead - Copper | No | On site inspection only | Single family | [9 empty] | Non-Lead
| 516 HARRISON ST | Non-lead - Copper | On site inspection only | Non-lead - Copper | No | On site inspection only | Single family | [9 empty] | Non-Lead
| 2516 MERIDIAN CT | Non-lead - Copper | On site inspection only | Non-lead - Copper | No | On site inspection only | Single family | [9 empty] | Non-Lead
| 1542 ASTOR WAY | Non-lead - Copper | On site inspection only | Non-lead - Copper | No | On site inspection only | Single family | [9 empty] | Non-Lead
| 951 FIFTH ST | Non-lead - Copper | On site inspection only | Non-lead - Copper | No | On site inspection only | Single family | [9 empty] | Non-Lead
| 2240 BEN BROWN DR | Non-lead - Copper | On site inspection only | Non-lead - Plastic | No | On site inspection only | Single family | [9 empty] | Non-Lead
| 2801 BEN BROWN DR | Non-lead - Copper | On site inspection only | Non-lead - Plastic | No | On site inspection only | Single family | [9 empty] | Non-Lead
| 2806 VASSER ST | Non-lead - Copper | On site inspection only | Non-lead - Copper | No | On site inspection only | Single family | [9 empty] | Non-Lead
| 546 E CLACKAMAS CIR | Non-lead - Copper | On site inspection only | Non-lead - Copper | No | On site inspection only | Single family | [9 empty] | Non-Lead
| 1614 NEWPORT WAY | Non-lead - Copper | On site inspection only | Non-lead - Copper | No | On site inspection only | Single family | [9 empty] | Non-Lead
| 155 CHERRY ST | Non-lead - Copper | On site inspection only | Non-lead - Copper | No | On site inspection only | Single family | [9 empty] | Non-Lead
| 1647 COUNTRY CLUB CIR | Non-lead - Copper | On site inspection only | Non-lead - Copper | No | On site inspection only | Single family | [9 empty] | Non-Lead
| 458 W CLEVELAND ST | Non-lead - Copper | On site inspection only | Non-lead - Copper | No | On site inspection only | Single family | [9 empty] | Non-Lead
| 420 MUIRFIELD LN | Non-lead - Copper | On site inspection only | Non-lead - Copper | No | On site inspection only | Single family | [9 empty] | Non-Lead
| 1212 QUINN RD | Non-lead - Copper | On site inspection only | Non-lead - Copper | No | On site inspection only | Single family | [9 empty] | Non-Lead
| 170 E CLACKAMAS CIR | Non-lead - Copper | On site inspection only | Non-lead - Copper | No | On site inspection only | Single family | [9 empty] | Non-Lead
| 2823 FAIRWAY ST | Non-lead - Copper | On site inspection only | Non-lead - Copper | No | On site inspection only | Single family | [9 empty] | Non-Lead
| 1244 MARCEL DR | Non-lead - Copper | On site inspection only | Non-lead - Copper | No | On site inspection only | Single family | [9 empty] | Non-Lead
| 3223 LINFIELD AVE | Non-lead - Copper | On site inspection only | Non-lead - Copper | No | On site inspection only | Single family | [9 empty] | Non-Lead
| 1220 TIERRA LYNN DR | Non-lead - Copper | On site inspection only | Non-lead - Copper | No | On site inspection only | Single family | [9 empty] | Non-Lead
| 2636 HALTER DR | Non-lead - Copper | On site inspection only | Non-lead - Plastic | No | On site inspection only | Single family | [9 empty] | Non-Lead
| 334 N SETTLEMIER AVE | Non-lead - Copper | On site inspection only | Non-lead - Copper | No | On site inspection only | Single family | [9 empty] | Non-Lead
| 10 SMITH CT | Non-lead - Copper | On site inspection only | Non-lead - Copper | No | On site inspection only | Single family | [9 empty] | Non-Lead
| 2721 VASSER ST | Non-lead - Copper | On site inspection only | Non-lead - Copper | No | On site inspection only | Single family | [9 empty] | Non-Lead
| 510 LEASURE ST | Non-lead - Copper | On site inspection only | Non-lead - Copper | No | On site inspection only | Single family | [9 empty] | Non-Lead
| 688 FAIRWOOD CRES | Non-lead - Copper | On site inspection only | Non-lead - Copper | No | On site inspection only | Single family | [9 empty] | Non-Lead
| 2340 OREGON CT | Non-lead - Copper | On site inspection only | Non-lead - Copper | No | On site inspection only | Single family | [9 empty] | Non-Lead
| 1500 W HAYES ST | Non-lead - Copper | On site inspection only | Non-lead - Copper | No | On site inspection only | Single family | [9 empty] | Non-Lead
| 289 AKSENIA ST | Non-lead - Copper | On site inspection only | Non-lead - Copper | No | On site inspection only | Single family | [9 empty] | Non-Lead
| 1553 TEN OAKS LN | Non-lead - Copper | On site inspection only | Non-lead - Copper | No | On site inspection only | Single family | [9 empty] | Non-Lead
| 1573 COOLEY CT | Non-lead - Copper | On site inspection only | Non-lead - Copper | No | On site inspection only | Single family | [9 empty] | Non-Lead
| 950 THIRD ST | Non-lead - Copper | On site inspection only | Non-lead - Copper | No | On site inspection only | Single family | [9 empty] | Non-Lead
| 457 PAULUS CT | Non-lead - Copper | On site inspection only | Non-lead - Copper | No | On site inspection only | Single family | [9 empty] | Non-Lead
| 437 TULIP AVE | Non-lead - Copper | On site inspection only | Non-lead - Copper | No | On site inspection only | Single family | [9 empty] | Non-Lead
| 860 OREGON WAY | Non-lead - Copper | On site inspection only | Non-lead - Copper | No | On site inspection only | Single family | [9 empty] | Non-Lead
| 928 BROWN ST | Non-lead - Copper | On site inspection only | Non-lead - Copper | No | On site inspection only | Single family | [9 empty] | Non-Lead
| 1201 AUTUMN BLVD | Non-lead - Copper | On site inspection only | Non-lead - Plastic | No | On site inspection only | Single family | [9 empty] | Non-Lead
| 765 S PACIFIC HWY #16 | Non-lead - Copper | On site inspection only | Galvanized (Iron or Steel) | No | On site inspection only | Single family | [9 empty] | Non-Lead
| 318 YVONNE ST | Non-lead - Copper | On site inspection only | Non-lead - Plastic | No | On site inspection only | Single family | [9 empty] | Non-Lead
| 637 FAIRWOOD CRES | Non-lead - Copper | On site inspection only | Non-lead - Copper | No | On site inspection only | Single family | [9 empty] | Non-Lead
| 593 HARDCASTLE AVE | Non-lead - Copper | On site inspection only | Galvanized (Iron or Steel) | No | On site inspection only | Single family | [9 empty] | Non-Lead
| 1045 MARCEL DR | Non-lead - Copper | On site inspection only | Galvanized (Iron or Steel) | No | On site inspection only | Single family | [9 empty] | Non-Lead
| 300 W CLACKAMAS CIR | Non-lead - Copper | On site inspection only | Galvanized (Iron or Steel) | No | On site inspection only | Single family | [9 empty] | Non-Lead
| 683 W CLACKAMAS CIR | Non-lead - Copper | On site inspection only | Galvanized (Iron or Steel) | No | On site inspection only | Single family | [9 empty] | Non-Lead
| 1526 ASTOR WAY | Non-lead - Copper | On site inspection only | Non-lead - Copper | No | On site inspection only | Single family | [9 empty] | Non-Lead
| 1715 PRINCETON RD | Non-lead - Copper | On site inspection only | Galvanized (Iron or Steel) | No | On site inspection only | Single family | [9 empty] | Non-Lead
| 2559 HERON DR | Non-lead - Copper | On site inspection only | Non-lead - Copper | No | On site inspection only | Single family | [9 empty] | Non-Lead
| 801 BEN BROWN LN | Non-lead - Copper | On site inspection only | Non-lead - Plastic | No | On site inspection only | Single family | [9 empty] | Non-Lead
| 2567 MERIDIAN CT | Non-lead - Copper | On site inspection only | Non-lead - Copper | No | On site inspection only | Single family | [9 empty] | Non-Lead
| 895 N CASCADE DR | Non-lead - Copper | On site inspection only | Galvanized (Iron or Steel) | No | On site inspection only | Single family | [9 empty] | Non-Lead
| 467 W CLACKAMAS CIR | Non-lead - Copper | On site inspection only | Galvanized (Iron or Steel) | No | On site inspection only | Single family | [9 empty] | Non-Lead
| 1552 MERIDIAN DR | Non-lead - Copper | On site inspection only | Non-lead - Copper | No | On site inspection only | Single family | [9 empty] | Non-Lead
| 297 STARK ST | Non-lead - Copper | On site inspection only | Galvanized (Iron or Steel) | No | On site inspection only | Single family | [9 empty] | Non-Lead
| 1963 LILAC WAY | Non-lead - Copper | On site inspection only | Non-lead - Copper | No | On site inspection only | Single family | [9 empty] | Non-Lead
| 527 LEASURE ST | Non-lead - Copper | On site inspection only | Galvanized (Iron or Steel) | No | On site inspection only | Single family | [9 empty] | Non-Lead
| 265 BRANDYWINE CT | Non-lead - Copper | On site inspection only | Non-lead - Copper | No | On site inspection only | Single family | [9 empty] | Non-Lead
| 1210 JUDY ST | Non-lead - Copper | On site inspection only | Galvanized (Iron or Steel) | No | On site inspection only | Single family | [9 empty] | Non-Lead
| 146 S SECOND ST | Non-lead - Copper | On site inspection only | Galvanized (Iron or Steel) | No | On site inspection only | Single family | [9 empty] | Non-Lead
| 870 CHARLES CT | Non-lead - Copper | On site inspection only | Non-lead - Copper | No | On site inspection only | Single family | [9 empty] | Non-Lead
| 1705 LANDAU DR | Non-lead - Copper | On site inspection only | Non-lead - Copper | No | On site inspection only | Single family | [9 empty] | Non-Lead
| 2301 HALTER DR | Non-lead - Copper | On site inspection only | Non-lead - Plastic | No | On site inspection only | Single family | [9 empty] | Non-Lead
| 1535 LAUREL AVE | Non-lead - Copper | On site inspection only | Non-lead - Copper | No | On site inspection only | Single family | [9 empty] | Non-Lead
| 1432 JUNE WAY | Non-lead - Copper | On site inspection only | Non-lead - Copper | No | On site inspection only | Single family | [9 empty] | Non-Lead
| 3026 CAMAS ST | Non-lead - Copper | On site inspection only | Non-lead - Copper | No | On site inspection only | Single family | [9 empty] | Non-Lead
| 3523 SWEETWATER AVE | Non-lead - Copper | On site inspection only | Non-lead - Copper | No | On site inspection only | Single family | [9 empty] | Non-Lead
| 785 FAIRWOOD CRES | Non-lead - Copper | On site inspection only | Non-lead - Copper | No | On site inspection only | Single family | [9 empty] | Non-Lead
| 2128 W SANTIAM DR | Non-lead - Copper | On site inspection only | Non-lead - Copper | No | On site inspection only | Single family | [9 empty] | Non-Lead
| 632 COZY WAY | Non-lead - Copper | On site inspection only | Non-lead - Plastic | No | On site inspection only | Single family | [9 empty] | Non-Lead
| 329 W CLACKAMAS CIR | Non-lead - Copper | Records only | Non-lead - Plastic | No | Records only | Single family | [9 empty] | Non-Lead
| 2659 HAZELNUT DR | Non-lead - Copper | On site inspection only | Non-lead - Copper | No | On site inspection only | Single family | [9 empty] | Non-Lead
| 602 TROON AVE | Non-lead - Copper | On site inspection only | Non-lead - Plastic | No | On site inspection only | Single family | [9 empty] | Non-Lead
| 1180 GREENVIEW DR | Non-lead - Copper | On site inspection only | Non-lead - Copper | No | On site inspection only | Single family | [9 empty] | Non-Lead
| 1114 PARK CIR | Non-lead - Copper | On site inspection only | Non-lead - Copper | No | On site inspection only | Single family | [9 empty] | Non-Lead
| 683 N SECOND ST | Non-lead - Copper | On site inspection only | Non-lead - Copper | No | On site inspection only | Single family | [9 empty] | Non-Lead
| 1245 BERNARD DR | Non-lead - Copper | On site inspection only | Non-lead - Copper | No | On site inspection only | Single family | [9 empty] | Non-Lead
| 2014 CRESTLINE DR | Non-lead - Copper | On site inspection only | Non-lead - Copper | No | On site inspection only | Single family | [9 empty] | Non-Lead
| 252 BOEAN LN | Non-lead - Copper | On site inspection only | Non-lead - Copper | No | On site inspection only | Single family | [9 empty] | Non-Lead
| 3259 SENECAL CREEK DR | Non-lead - Copper | On site inspection only | Non-lead - Copper | No | On site inspection only | Single family | [9 empty] | Non-Lead
| 1047 COUNTRY LN | Non-lead - Copper | On site inspection only | Non-lead - Copper | No | On site inspection only | Single family | [9 empty] | Non-Lead
| 377 YOUNG ST | Non-lead - Copper | On site inspection only | Non-lead - Copper | No | On site inspection only | Single family | [9 empty] | Non-Lead
| 579 WARREN WAY | Non-lead - Copper | On site inspection only | Non-lead - Copper | No | On site inspection only | Single family | [9 empty] | Non-Lead
| 877 AMITY CT | Non-lead - Copper | On site inspection only | Non-lead - Copper | No | On site inspection only | Single family | [9 empty] | Non-Lead
| 1140 STANFIELD RD | Non-lead - Copper | On site inspection only | Non-lead - Copper | No | On site inspection only | Single family | [9 empty] | Non-Lead
| 706 BLUE GRASS AVE | Non-lead - Copper | On site inspection only | Non-lead - Copper | No | On site inspection only | Single family | [9 empty] | Non-Lead
| 427 OATS ST | Non-lead - Copper | On site inspection only | Non-lead - Plastic | No | On site inspection only | Single family | [9 empty] | Non-Lead
| 310 KILLIAN SPRING DR | Non-lead - Copper | On site inspection only | Non-lead - Plastic | No | On site inspection only | Single family | [9 empty] | Non-Lead
| 2281 COUNTRY CLUB TER | Non-lead - Copper | On site inspection only | Non-lead - Copper | No | On site inspection only | Single family | [9 empty] | Non-Lead
| 2190 W SANTIAM DR | Non-lead - Copper | On site inspection only | Non-lead - Copper | No | On site inspection only | Single family | [9 empty] | Non-Lead
| 166 MCLAUGHLIN DR | Non-lead - Copper | On site inspection only | Non-lead - Copper | No | On site inspection only | Single family | [9 empty] | Non-Lead
| 577 WILLOW AVE | Non-lead - Copper | On site inspection only | Non-lead - Copper | No | On site inspection only | Single family | [9 empty] | Non-Lead
| 2370 MILLER FARM RD | Non-lead - Copper | On site inspection only | Non-lead - Copper | No | On site inspection only | Single family | [9 empty] | Non-Lead
| 303 JANA CT | Non-lead - Copper | On site inspection only | Non-lead - Copper | No | On site inspection only | Single family | [9 empty] | Non-Lead
| 2133 HEATHER WAY | Non-lead - Copper | Records only | Non-lead - Plastic | No | Records only | Single family | [9 empty] | Non-Lead
| 1314 JACOB ST | Non-lead - Copper | On site inspection only | Non-lead - Copper | No | On site inspection only | Single family | [9 empty] | Non-Lead
| 245 S COLUMBIA DR | Non-lead - Copper | On site inspection only | Non-lead - Copper | No | On site inspection only | Single family | [9 empty] | Non-Lead
| 2474 MERIDIAN DR | Non-lead - Copper | On site inspection only | Non-lead - Copper | No | On site inspection only | Single family | [9 empty] | Non-Lead
| 1675 ECOLA WAY | Non-lead - Copper | On site inspection only | Non-lead - Copper | No | On site inspection only | Single family | [9 empty] | Non-Lead
| 889 FESCUE AVE | Non-lead - Copper | On site inspection only | Non-lead - Plastic | No | On site inspection only | Single family | [9 empty] | Non-Lead
| 1560 AZTEC DR | Non-lead - Copper | On site inspection only | Non-lead - Copper | No | On site inspection only | Single family | [9 empty] | Non-Lead
| 880 MCKINLEY ST | Non-lead - Copper | On site inspection only | Non-lead - Copper | No | On site inspection only | Single family | [9 empty] | Non-Lead
| 1217 AUTUMN BLVD | Non-lead - Copper | On site inspection only | Non-lead - Plastic | No | On site inspection only | Single family | [9 empty] | Non-Lead
| 677 CUPIDS CT | Non-lead - Copper | On site inspection only | Non-lead - Copper | No | On site inspection only | Single family | [9 empty] | Non-Lead
| 2068 LILAC WAY | Non-lead - Copper | On site inspection only | Non-lead - Copper | No | On site inspection only | Single family | [9 empty] | Non-Lead
| 502 OATS ST | Non-lead - Copper | On site inspection only | Non-lead - Plastic | No | On site inspection only | Single family | [9 empty] | Non-Lead
| 1394 UMPQUA RD | Non-lead - Copper | On site inspection only | Non-lead - Copper | No | On site inspection only | Single family | [9 empty] | Non-Lead
| 389 TURNBERRY AVE | Non-lead - Copper | On site inspection only | Non-lead - Copper | No | On site inspection only | Single family | [9 empty] | Non-Lead
| 394 W CLACKAMAS CIR | Non-lead - Copper | On site inspection only | Non-lead - Copper | No | On site inspection only | Single family | [9 empty] | Non-Lead
| 1290 PRINCETON RD | Non-lead - Copper | On site inspection only | Non-lead - Copper | No | On site inspection only | Single family | [9 empty] | Non-Lead
| 2846 ROANOKE ST | Non-lead - Copper | On site inspection only | Non-lead - Copper | No | On site inspection only | Single family | [9 empty] | Non-Lead
| 2159 W SANTIAM DR | Non-lead - Copper | On site inspection only | Non-lead - Copper | No | On site inspection only | Single family | [9 empty] | Non-Lead
| 714 TUKWILA DR | Non-lead - Copper | On site inspection only | Non-lead - Copper | No | On site inspection only | Single family | [9 empty] | Non-Lead
| 1570 RAINIER RD | Non-lead - Copper | On site inspection only | Non-lead - Copper | No | On site inspection only | Single family | [9 empty] | Non-Lead
| 1395 PRINCETON RD | Non-lead - Copper | On site inspection only | Non-lead - Copper | No | On site inspection only | Single family | [9 empty] | Non-Lead
| 1709 THOMPSON RD | Non-lead - Copper | On site inspection only | Non-lead - Copper | No | On site inspection only | Single family | [9 empty] | Non-Lead
| 1447 GREENVIEW CT | Non-lead - Copper | On site inspection only | Non-lead - Copper | No | On site inspection only | Single family | [9 empty] | Non-Lead
| 163 W CLACKAMAS CIR | Non-lead - Copper | On site inspection only | Non-lead - Copper | No | On site inspection only | Single family | [9 empty] | Non-Lead
| 2085 MERIDIAN DR | Non-lead - Copper | On site inspection only | Non-lead - Copper | No | On site inspection only | Single family | [9 empty] | Non-Lead
| 455 S CASCADE DR | Non-lead - Copper | On site inspection only | Non-lead - Copper | No | On site inspection only | Single family | [9 empty] | Non-Lead
| 1707 PRINCETON RD | Non-lead - Copper | On site inspection only | Non-lead - Copper | No | On site inspection only | Single family | [9 empty] | Non-Lead
| 1440 IRIS ST | Non-lead - Copper | On site inspection only | Non-lead - Plastic | No | On site inspection only | Single family | [9 empty] | Non-Lead
| 2603 CITADEL ST | Non-lead - Copper | On site inspection only | Non-lead - Copper | No | On site inspection only | Single family | [9 empty] | Non-Lead
| 436 TUKWILA DR | Non-lead - Copper | On site inspection only | Non-lead - Copper | No | On site inspection only | Single family | [9 empty] | Non-Lead
| 482 TURNBERRY AVE | Non-lead - Copper | On site inspection only | Non-lead - Copper | No | On site inspection only | Single family | [9 empty] | Non-Lead
| 462 TURNBERRY AVE | Non-lead - Copper | On site inspection only | Non-lead - Copper | No | On site inspection only | Single family | [9 empty] | Non-Lead
| 1818 BEN BROWN LN | Non-lead - Copper | On site inspection only | Non-lead - Plastic | No | On site inspection only | Single family | [9 empty] | Non-Lead
| 509 THIRD ST | Non-lead - Copper | On site inspection only | Non-lead - Copper | No | On site inspection only | Single family | [9 empty] | Non-Lead
| 463 GRANT ST | Non-lead - Copper | On site inspection only | Non-lead - Copper | No | On site inspection only | Single family | [9 empty] | Non-Lead
| 2742 ROANOKE ST | Non-lead - Copper | On site inspection only | Non-lead - Copper | No | On site inspection only | Single family | [9 empty] | Non-Lead
| 2701 HAZELNUT DR | Non-lead - Copper | On site inspection only | Non-lead - Copper | No | On site inspection only | Single family | [9 empty] | Non-Lead
| 1502 DESANTIS DR | Non-lead - Copper | On site inspection only | Non-lead - Plastic | No | On site inspection only | Single family | [9 empty] | Non-Lead
| 1936 RAINIER RD | Non-lead - Copper | On site inspection only | Non-lead - Copper | No | On site inspection only | Single family | [9 empty] | Non-Lead
| 3148 JONAH PL | Non-lead - Copper | On site inspection only | Non-lead - Copper | No | On site inspection only | Single family | [9 empty] | Non-Lead
| 3542 PALIMINO AVE | Non-lead - Copper | On site inspection only | Non-lead - Copper | No | On site inspection only | Single family | [9 empty] | Non-Lead
| 868 BEN BROWN LN | Non-lead - Copper | On site inspection only | Non-lead - Plastic | No | On site inspection only | Single family | [9 empty] | Non-Lead
| 489 IRONWOOD TER | Non-lead - Copper | On site inspection only | Non-lead - Copper | No | On site inspection only | Single family | [9 empty] | Non-Lead
| 1686 JANSEN WAY | Non-lead - Copper | On site inspection only | Non-lead - Copper | No | On site inspection only | Single family | [9 empty] | Non-Lead
| 763 S CASCADE DR | Non-lead - Copper | On site inspection only | Non-lead - Plastic | No | Records only | Single family | [9 empty] | Non-Lead
| 532 TUKWILA DR | Non-lead - Copper | On site inspection only | Non-lead - Copper | No | On site inspection only | Single family | [9 empty] | Non-Lead
| 1101 RANDOLPH RD | Non-lead - Copper | On site inspection only | Non-lead - Copper | No | On site inspection only | Single family | [9 empty] | Non-Lead
| 1296 VANDERBECK LN | Non-lead - Copper | On site inspection only | Non-lead - Copper | No | On site inspection only | Single family | [9 empty] | Non-Lead
| 1297 DAYLILY ST | Non-lead - Copper | On site inspection only | Non-lead - Plastic | No | On site inspection only | Single family | [9 empty] | Non-Lead
| 1319 MULBERRY DR | Non-lead - Copper | On site inspection only | Non-lead - Copper | No | On site inspection only | Single family | [9 empty] | Non-Lead
| 3392 MCNAUGHT ST | Non-lead - Copper | On site inspection only | Non-lead - Copper | No | On site inspection only | Single family | [9 empty] | Non-Lead
| 201 S CASCADE DR | Non-lead - Copper | On site inspection only | Non-lead - Copper | No | On site inspection only | Single family | [9 empty] | Non-Lead
| 2317 UMPQUA RD | Non-lead - Copper | On site inspection only | Non-lead - Copper | No | On site inspection only | Single family | [9 empty] | Non-Lead
| 612 N CASCADE DR #3 | Non-lead - Copper | On site inspection only | Galvanized (Iron or Steel) | No | On site inspection only | Single family | [9 empty] | Non-Lead
| 1973 W SANTIAM DR | Non-lead - Copper | On site inspection only | Non-lead - Copper | No | On site inspection only | Single family | [9 empty] | Non-Lead
| 1380 RANDOLPH RD | Non-lead - Copper | On site inspection only | Non-lead - Copper | No | On site inspection only | Single family | [9 empty] | Non-Lead
| 640 JOYCE ST | Non-lead - Copper | On site inspection only | Non-lead - Copper | No | On site inspection only | Single family | [9 empty] | Non-Lead
| 2256 OREGON CT | Non-lead - Copper | On site inspection only | Non-lead - Copper | No | On site inspection only | Single family | [9 empty] | Non-Lead
| 357 A ST | Non-lead - Copper | On site inspection only | Non-lead - Copper | No | On site inspection only | Single family | [9 empty] | Non-Lead
| 1200 HERMANSON ST | Non-lead - Copper | On site inspection only | Non-lead - Copper | No | On site inspection only | Single family | [9 empty] | Non-Lead
| 1592 UMPQUA PL | Non-lead - Copper | On site inspection only | Non-lead - Copper | No | On site inspection only | Single family | [9 empty] | Non-Lead
| 1635 SALLAL RD | Non-lead - Copper | On site inspection only | Non-lead - Copper | No | On site inspection only | Single family | [9 empty] | Non-Lead
| 1448 JAMES ST | Non-lead - Copper | On site inspection only | Non-lead - Copper | No | On site inspection only | Single family | [9 empty] | Non-Lead
| 612 N CASCADE DR #64 | Non-lead - Copper | On site inspection only | Galvanized (Iron or Steel) | No | On site inspection only | Single family | [9 empty] | Non-Lead
| 875 N FIRST ST | Non-lead - Copper | On site inspection only | Non-lead - Copper | No | On site inspection only | Single family | [9 empty] | Non-Lead
| 760 SIXTH ST | Non-lead - Copper | On site inspection only | Non-lead - Copper | No | On site inspection only | Single family | [9 empty] | Non-Lead
| 910 GATCH ST | Non-lead - Copper | On site inspection only | Non-lead - Copper | No | On site inspection only | Single family | [9 empty] | Non-Lead
| 3044 MCNAUGHT ST | Non-lead - Copper | On site inspection only | Non-lead - Copper | No | On site inspection only | Single family | [9 empty] | Non-Lead
| 1319 VANDERBECK LN | Non-lead - Copper | On site inspection only | Non-lead - Copper | No | On site inspection only | Single family | [9 empty] | Non-Lead
| 1776 BEN BROWN LN | Non-lead - Copper | On site inspection only | Non-lead - Plastic | No | On site inspection only | Single family | [9 empty] | Non-Lead
| 1595 WALTON WAY | Non-lead - Copper | On site inspection only | Non-lead - Copper | No | On site inspection only | Single family | [9 empty] | Non-Lead
| 2726 OXFORD ST | Non-lead - Copper | On site inspection only | Non-lead - Copper | No | On site inspection only | Single family | [9 empty] | Non-Lead
| 1685 PRINCETON RD | Non-lead - Copper | On site inspection only | Non-lead - Copper | No | On site inspection only | Single family | [9 empty] | Non-Lead
| 3160 MCNAUGHT ST | Non-lead - Copper | On site inspection only | Non-lead - Copper | No | On site inspection only | Single family | [9 empty] | Non-Lead
| 2065 ASTOR WAY | Non-lead - Copper | On site inspection only | Galvanized (Iron or Steel) | No | On site inspection only | Single family | [9 empty] | Non-Lead
| 2001 SALLAL RD | Non-lead - Copper | On site inspection only | Galvanized (Iron or Steel) | No | On site inspection only | Single family | [9 empty] | Non-Lead
| 1765 KING WAY | Non-lead - Copper | On site inspection only | Galvanized (Iron or Steel) | No | On site inspection only | Single family | [9 empty] | Non-Lead
| 388 TUKWILA DR | Non-lead - Copper | On site inspection only | Non-lead - Copper | No | On site inspection only | Single family | [9 empty] | Non-Lead
| 900 STARK ST | Non-lead - Copper | On site inspection only | Non-lead - Copper | No | On site inspection only | Single family | [9 empty] | Non-Lead
| 2411 MERIDIAN DR | Non-lead - Copper | On site inspection only | Non-lead - Copper | No | On site inspection only | Single family | [9 empty] | Non-Lead
| 1346 PRINCETON RD | Non-lead - Copper | On site inspection only | Galvanized (Iron or Steel) | No | On site inspection only | Single family | [9 empty] | Non-Lead
| 1910 SALLAL RD | Non-lead - Copper | On site inspection only | Galvanized (Iron or Steel) | No | On site inspection only | Single family | [9 empty] | Non-Lead
| 1563 SALLAL CT | Non-lead - Copper | On site inspection only | Galvanized (Iron or Steel) | No | On site inspection only | Single family | [9 empty] | Non-Lead
| 1378 THOMPSON RD | Non-lead - Copper | On site inspection only | Galvanized (Iron or Steel) | No | On site inspection only | Single family | [9 empty] | Non-Lead
| 1568 QUINN RD | Non-lead - Copper | On site inspection only | Galvanized (Iron or Steel) | No | On site inspection only | Single family | [9 empty] | Non-Lead
| 612 N CASCADE DR #44 | Non-lead - Copper | On site inspection only | Galvanized (Iron or Steel) | No | On site inspection only | Single family | [9 empty] | Non-Lead
| 1355 GARDEN WAY | Non-lead - Copper | On site inspection only | Galvanized (Iron or Steel) | No | On site inspection only | Single family | [9 empty] | Non-Lead
| 1375 QUINN RD | Non-lead - Copper | On site inspection only | Galvanized (Iron or Steel) | No | On site inspection only | Single family | [9 empty] | Non-Lead
| 1680 PRINCETON RD | Non-lead - Copper | On site inspection only | Galvanized (Iron or Steel) | No | On site inspection only | Single family | [9 empty] | Non-Lead
| 1769 E LINCOLN RD | Non-lead - Copper | On site inspection only | Non-lead - Copper | No | On site inspection only | Single family | [9 empty] | Non-Lead
| 257 AKSENIA ST | Non-lead - Copper | On site inspection only | Non-lead - Copper | No | On site inspection only | Single family | [9 empty] | Non-Lead
| 1128 DAHLIA ST | Non-lead - Copper | On site inspection only | Non-lead - Plastic | No | On site inspection only | Single family | [9 empty] | Non-Lead
| 3422 JORY ST | Non-lead - Copper | On site inspection only | Non-lead - Copper | No | On site inspection only | Single family | [9 empty] | Non-Lead
| 390 SMITH DR | Non-lead - Copper | On site inspection only | Non-lead - Copper | No | On site inspection only | Single family | [9 empty] | Non-Lead
| 2327 HALTER DR | Non-lead - Copper | On site inspection only | Non-lead - Plastic | No | On site inspection only | Single family | [9 empty] | Non-Lead
| 1290 MAYANNA DR | Non-lead - Copper | On site inspection only | Non-lead - Copper | No | On site inspection only | Single family | [9 empty] | Non-Lead
| 1405 INDEPENDENCE AVE | Non-lead - Copper | On site inspection only | Non-lead - Copper | No | On site inspection only | Single family | [9 empty] | Non-Lead
| 1266 DAHLIA ST | Non-lead - Copper | On site inspection only | Non-lead - Plastic | No | On site inspection only | Single family | [9 empty] | Non-Lead
| 2351 BEN BROWN DR | Non-lead - Copper | On site inspection only | Non-lead - Plastic | No | On site inspection only | Single family | [9 empty] | Non-Lead
| 1598 GRANITE ST | Non-lead - Copper | On site inspection only | Non-lead - Plastic | No | On site inspection only | Single family | [9 empty] | Non-Lead
| 1787 VANDERBECK LN | Non-lead - Copper | On site inspection only | Non-lead - Copper | No | On site inspection only | Single family | [9 empty] | Non-Lead
| 740 S COLUMBIA DR | Non-lead - Copper | On site inspection only | Non-lead - Copper | No | On site inspection only | Single family | [9 empty] | Non-Lead
| 1054 COMSTOCK WAY | Non-lead - Copper | On site inspection only | Non-lead - Copper | No | On site inspection only | Single family | [9 empty] | Non-Lead
| 3042 REED AVE | Non-lead - Copper | On site inspection only | Non-lead - Copper | No | On site inspection only | Single family | [9 empty] | Non-Lead
| 412 PAULUS CT | Non-lead - Copper | On site inspection only | Non-lead - Copper | No | On site inspection only | Single family | [9 empty] | Non-Lead
| 474 MCLAUGHLIN DR | Non-lead - Copper | On site inspection only | Non-lead - Copper | No | On site inspection only | Single family | [9 empty] | Non-Lead
| 1426 SUNFLOWER ST | Non-lead - Copper | On site inspection only | Non-lead - Plastic | No | On site inspection only | Single family | [9 empty] | Non-Lead
| 2480 MERIDIAN DR | Non-lead - Copper | On site inspection only | Non-lead - Copper | No | On site inspection only | Single family | [9 empty] | Non-Lead
| 1731 JANSEN WAY | Non-lead - Copper | On site inspection only | Non-lead - Copper | No | On site inspection only | Single family | [9 empty] | Non-Lead
| 599 WILLOW AVE | Non-lead - Copper | On site inspection only | Non-lead - Copper | No | On site inspection only | Single family | [9 empty] | Non-Lead
| 877 HAZELNUT DR | Non-lead - Copper | On site inspection only | Non-lead - Copper | No | On site inspection only | Single family | [9 empty] | Non-Lead
| 1301 TEN OAKS LN | Non-lead - Copper | On site inspection only | Non-lead - Copper | No | On site inspection only | Single family | [9 empty] | Non-Lead
| 1534 MERIDIAN DR | Non-lead - Copper | On site inspection only | Non-lead - Copper | No | On site inspection only | Single family | [9 empty] | Non-Lead
| 771 FAIRWOOD CRES | Non-lead - Copper | On site inspection only | Non-lead - Copper | No | On site inspection only | Single family | [9 empty] | Non-Lead
| 542 TROON AVE | Non-lead - Copper | On site inspection only | Non-lead - Plastic | No | On site inspection only | Single family | [9 empty] | Non-Lead
| 311 CEDAR AVE | Non-lead - Copper | On site inspection only | Non-lead - Copper | No | On site inspection only | Single family | [9 empty] | Non-Lead
| 2798 OXFORD ST | Non-lead - Copper | On site inspection only | Non-lead - Copper | No | On site inspection only | Single family | [9 empty] | Non-Lead
| 1161 PARK CIR | Non-lead - Copper | On site inspection only | Non-lead - Copper | No | On site inspection only | Single family | [9 empty] | Non-Lead
| 884 THIRD ST | Non-lead - Copper | On site inspection only | Non-lead - Copper | No | On site inspection only | Single family | [9 empty] | Non-Lead
| 524 OATS ST | Non-lead - Copper | On site inspection only | Non-lead - Plastic | No | On site inspection only | Single family | [9 empty] | Non-Lead
| 1164 ROY AVE | Non-lead - Copper | On site inspection only | Non-lead - Copper | No | On site inspection only | Single family | [9 empty] | Non-Lead
| 1785 TIERRA LYNN DR | Non-lead - Copper | On site inspection only | Non-lead - Copper | No | On site inspection only | Single family | [9 empty] | Non-Lead
| 1346 VANDERBECK LN | Non-lead - Copper | On site inspection only | Non-lead - Copper | No | On site inspection only | Single family | [9 empty] | Non-Lead
| 838 MEADOWVALE LN | Non-lead - Copper | On site inspection only | Non-lead - Copper | No | On site inspection only | Single family | [9 empty] | Non-Lead
| 1537 WOODLAND AVE | Non-lead - Copper | On site inspection only | Non-lead - Copper | No | On site inspection only | Single family | [9 empty] | Non-Lead
| 1010 COMSTOCK WAY | Non-lead - Copper | On site inspection only | Non-lead - Copper | No | On site inspection only | Single family | [9 empty] | Non-Lead
| 614 JULIE CT | Non-lead - Copper | On site inspection only | Non-lead - Copper | No | On site inspection only | Single family | [9 empty] | Non-Lead
| 1480 DAHLIA ST | Non-lead - Copper | On site inspection only | Non-lead - Plastic | No | On site inspection only | Single family | [9 empty] | Non-Lead
| 2389 UMPQUA RD | Non-lead - Copper | On site inspection only | Non-lead - Copper | No | On site inspection only | Single family | [9 empty] | Non-Lead
| 1290 DAYLILY ST | Non-lead - Copper | On site inspection only | Non-lead - Plastic | No | On site inspection only | Single family | [9 empty] | Non-Lead
| 1747 PRINCETON RD | Non-lead - Copper | On site inspection only | Non-lead - Copper | No | On site inspection only | Single family | [9 empty] | Non-Lead
| 1010 ELANA DR | Non-lead - Copper | On site inspection only | Non-lead - Copper | No | On site inspection only | Single family | [9 empty] | Non-Lead
| 2788 ROANOKE ST | Non-lead - Copper | On site inspection only | Non-lead - Copper | No | On site inspection only | Single family | [9 empty] | Non-Lead
| 253 HERITAGE AVE | Non-lead - Copper | On site inspection only | Non-lead - Copper | No | On site inspection only | Single family | [9 empty] | Non-Lead
| 1720 PRINCETON RD | Non-lead - Copper | On site inspection only | Non-lead - Copper | No | On site inspection only | Single family | [9 empty] | Non-Lead
| 1693 AUSTIN AVE | Non-lead - Copper | On site inspection only | Non-lead - Plastic | No | On site inspection only | Single family | [9 empty] | Non-Lead
| 612 N CASCADE DR #91 | Non-lead - Copper | On site inspection only | Non-lead - Plastic | No | On site inspection only | Single family | [9 empty] | Non-Lead
| 2839 CHAMPIONSHIP DR | Non-lead - Copper | On site inspection only | Non-lead - Copper | No | On site inspection only | Single family | [9 empty] | Non-Lead
| 2279 W HAYES ST | Non-lead - Copper | On site inspection only | Non-lead - Copper | No | On site inspection only | Single family | [9 empty] | #REF!
| 333 N SETTLEMIER AVE | Non-lead - Copper | On site inspection only | Non-lead - Copper | No | On site inspection only | Single family | [9 empty] | Non-Lead
| 1040 MCKINLEY ST | Non-lead - Copper | On site inspection only | Non-lead - Copper | No | On site inspection only | Single family | [9 empty] | Non-Lead
| 1324 SUNFLOWER ST | Non-lead - Copper | On site inspection only | Non-lead - Plastic | No | On site inspection only | Single family | [9 empty] | Non-Lead
| 1385 TEN OAKS LN | Non-lead - Copper | On site inspection only | Non-lead - Copper | No | On site inspection only | Single family | [9 empty] | Non-Lead
| 562 PRAIRIE ST | Non-lead - Copper | On site inspection only | Non-lead - Copper | No | On site inspection only | Single family | [9 empty] | Non-Lead
| 1628 JANSEN WAY | Non-lead - Copper | On site inspection only | Non-lead - Copper | No | On site inspection only | Single family | [9 empty] | Non-Lead
| 2130 UMPQUA RD | Non-lead - Copper | On site inspection only | Non-lead - Plastic | No | Records only | Single family | [9 empty] | Non-Lead
| 2161 HEATHER WAY | Non-lead - Copper | On site inspection only | Non-lead - Copper | No | On site inspection only | Single family | [9 empty] | Non-Lead
| 2106 HEATHER WAY | Non-lead - Copper | On site inspection only | Non-lead - Copper | No | On site inspection only | Single family | [9 empty] | Non-Lead
| 940 BLAINE ST | Non-lead - Copper | On site inspection only | Non-lead - Copper | No | On site inspection only | Single family | [9 empty] | Non-Lead
| 1156 HERMANSON ST | Non-lead - Copper | On site inspection only | Non-lead - Copper | No | On site inspection only | Single family | [9 empty] | Non-Lead
| 320 SMITH DR | Non-lead - Copper | On site inspection only | Non-lead - Copper | No | On site inspection only | Single family | [9 empty] | Non-Lead
| 2494 HALTER DR | Non-lead - Copper | On site inspection only | Non-lead - Plastic | No | On site inspection only | Single family | [9 empty] | Non-Lead
| 1482 AUDREY WAY | Non-lead - Copper | On site inspection only | Non-lead - Copper | No | On site inspection only | Single family | [9 empty] | Non-Lead
| 719 WILLOW AVE | Non-lead - Copper | On site inspection only | Non-lead - Copper | No | On site inspection only | Single family | [9 empty] | Non-Lead
| 1326 UMPQUA RD | Non-lead - Copper | On site inspection only | Non-lead - Copper | No | On site inspection only | Single family | [9 empty] | Non-Lead
| 2693 HALTER DR | Non-lead - Copper | On site inspection only | Non-lead - Plastic | No | On site inspection only | Single family | [9 empty] | Non-Lead
| 1488 RAINIER RD | Non-lead - Copper | On site inspection only | Non-lead - Copper | No | On site inspection only | Single family | [9 empty] | Non-Lead
| 1345 INDEPENDENCE AVE | Non-lead - Copper | On site inspection only | Non-lead - Copper | No | On site inspection only | Single family | [9 empty] | Non-Lead
| 1543 AUDREY WAY | Non-lead - Copper | On site inspection only | Non-lead - Copper | No | On site inspection only | Single family | [9 empty] | Non-Lead
| 2291 KILLIAN SPRING DR | Non-lead - Copper | On site inspection only | Non-lead - Plastic | No | On site inspection only | Single family | [9 empty] | Non-Lead
| 2684 HAZELNUT DR | Non-lead - Copper | On site inspection only | Non-lead - Copper | No | On site inspection only | Single family | [9 empty] | Non-Lead
| 750 TUKWILA DR | Non-lead - Copper | On site inspection only | Non-lead - Copper | No | On site inspection only | Single family | [9 empty] | Non-Lead
| 1306 VANDERBECK LN | Non-lead - Copper | On site inspection only | Non-lead - Copper | No | On site inspection only | Single family | [9 empty] | Non-Lead
| 305 MCLAUGHLIN DR | Non-lead - Copper | On site inspection only | Non-lead - Copper | No | On site inspection only | Single family | [9 empty] | Non-Lead
| 1650 ALEXANDRA AVE | Non-lead - Copper | On site inspection only | Non-lead - Copper | No | On site inspection only | Single family | [9 empty] | Non-Lead
| 1368 UMPQUA RD | Non-lead - Copper | On site inspection only | Non-lead - Copper | No | On site inspection only | Single family | [9 empty] | Non-Lead
| 1360 UMPQUA RD | Non-lead - Copper | On site inspection only | Non-lead - Copper | No | On site inspection only | Single family | [9 empty] | Non-Lead
| 1353 ASTOR WAY | Non-lead - Copper | On site inspection only | Non-lead - Copper | No | On site inspection only | Single family | [9 empty] | Non-Lead
| 1026 RANDOLPH RD | Non-lead - Copper | On site inspection only | Non-lead - Copper | No | On site inspection only | Single family | [9 empty] | Non-Lead
| 506 TROON AVE | Non-lead - Copper | On site inspection only | Non-lead - Plastic | No | On site inspection only | Single family | [9 empty] | Non-Lead
| 1265 DAYLILY ST | Non-lead - Copper | On site inspection only | Non-lead - Plastic | No | On site inspection only | Single family | [9 empty] | Non-Lead
| 1030 FIFTH ST #A | Non-lead - Copper | On site inspection only | Non-lead - Copper | No | On site inspection only | Single family | [9 empty] | Non-Lead
| 1811 JANSEN WAY | Non-lead - Copper | On site inspection only | Non-lead - Copper | No | On site inspection only | Single family | [9 empty] | Non-Lead
| 1560 E LINCOLN RD | Non-lead - Copper | On site inspection only | Non-lead - Copper | No | On site inspection only | Single family | [9 empty] | Non-Lead
| 1405 PRINCETON RD | Non-lead - Copper | On site inspection only | Non-lead - Copper | No | On site inspection only | Single family | [9 empty] | Non-Lead
| 961 BROUGHTON WAY | Non-lead - Copper | On site inspection only | Non-lead - Copper | No | On site inspection only | Single family | [9 empty] | Non-Lead
| 2751 HAZELNUT DR | Non-lead - Copper | On site inspection only | Non-lead - Copper | No | On site inspection only | Single family | [9 empty] | Non-Lead
| 3017 LINFIELD AVE | Non-lead - Copper | On site inspection only | Non-lead - Copper | No | On site inspection only | Single family | [9 empty] | Non-Lead
| 1225 BROWN ST | Non-lead - Copper | On site inspection only | Non-lead - Copper | No | On site inspection only | Single family | [9 empty] | Non-Lead
| 1617 QUINN RD | Non-lead - Copper | On site inspection only | Non-lead - Copper | No | On site inspection only | Single family | [9 empty] | Non-Lead
| 1668 COUNTRY CLUB CIR | Non-lead - Copper | On site inspection only | Non-lead - Copper | No | On site inspection only | Single family | [9 empty] | Non-Lead
| 1667 VANDERBECK LN | Non-lead - Copper | On site inspection only | Non-lead - Copper | No | On site inspection only | Single family | [9 empty] | Non-Lead
| 2064 HEATHER WAY | Non-lead - Copper | On site inspection only | Non-lead - Copper | No | On site inspection only | Single family | [9 empty] | Non-Lead
| 1396 JUNE WAY | Non-lead - Copper | On site inspection only | Non-lead - Copper | No | On site inspection only | Single family | [9 empty] | Non-Lead
| 1954 UMPQUA RD | Non-lead - Copper | On site inspection only | Non-lead - Copper | No | On site inspection only | Single family | [9 empty] | Non-Lead
| 1209 ANNA ST | Non-lead - Copper | On site inspection only | Non-lead - Copper | No | On site inspection only | Single family | [9 empty] | Non-Lead
| 620 GARFIELD ST | Non-lead - Copper | On site inspection only | Non-lead - Copper | No | On site inspection only | Single family | [9 empty] | Non-Lead
| 312 CORNWELL ST | Non-lead - Copper | On site inspection only | Non-lead - Plastic | No | On site inspection only | Single family | [9 empty] | Non-Lead
| 2846 CHAMPIONSHIP DR | Non-lead - Copper | On site inspection only | Non-lead - Copper | No | On site inspection only | Single family | [9 empty] | Non-Lead
| 335 QUAIL RUN CIR | Non-lead - Copper | On site inspection only | Non-lead - Copper | No | On site inspection only | Single family | [9 empty] | Non-Lead
| 2536 EDGEWATER DR | Non-lead - Copper | On site inspection only | Non-lead - Copper | No | On site inspection only | Single family | [9 empty] | Non-Lead
| 1825 HARDCASTLE AVE | Non-lead - Copper | On site inspection only | Non-lead - Copper | No | On site inspection only | Single family | [9 empty] | Non-Lead
| 1145 STANFIELD RD | Non-lead - Copper | On site inspection only | Non-lead - Copper | No | On site inspection only | Single family | [9 empty] | Non-Lead
| 1030 SIXTH ST | Non-lead - Copper | On site inspection only | Non-lead - Copper | No | On site inspection only | Single family | [9 empty] | Non-Lead
| 1226 JUDY ST | Non-lead - Copper | On site inspection only | Non-lead - Copper | No | On site inspection only | Single family | [9 empty] | Non-Lead
| 2485 MERIDIAN DR | Non-lead - Copper | On site inspection only | Non-lead - Copper | No | On site inspection only | Single family | [9 empty] | Non-Lead
| 2139 CAMELLIA WAY | Non-lead - Copper | On site inspection only | Non-lead - Copper | No | On site inspection only | Single family | [9 empty] | Non-Lead
| 499 WHEAT ST | Non-lead - Copper | On site inspection only | Non-lead - Plastic | No | On site inspection only | Single family | [9 empty] | Non-Lead
| 322 WILLOW AVE | Non-lead - Copper | On site inspection only | Non-lead - Copper | No | On site inspection only | Single family | [9 empty] | Non-Lead
| 65 SMITH DR | Non-lead - Copper | On site inspection only | Non-lead - Copper | No | On site inspection only | Single family | [9 empty] | Non-Lead
| 2651 HALTER DR | Non-lead - Copper | On site inspection only | Non-lead - Plastic | No | On site inspection only | Single family | [9 empty] | Non-Lead
| 300 BAYLOR DR | Non-lead - Copper | On site inspection only | Non-lead - Copper | No | On site inspection only | Single family | [9 empty] | Non-Lead
| 252 SYCAMORE AVE | Non-lead - Copper | On site inspection only | Non-lead - Copper | No | On site inspection only | Single family | [9 empty] | Non-Lead
| 765 S PACIFIC HWY #14 | Non-lead - Copper | On site inspection only | Galvanized (Iron or Steel) | No | On site inspection only | Single family | [9 empty] | Non-Lead
| 373 PALM AVE | Non-lead - Copper | On site inspection only | Non-lead - Copper | No | On site inspection only | Single family | [9 empty] | Non-Lead
| 465 INGLEWOOD LN | Non-lead - Copper | On site inspection only | Non-lead - Copper | No | On site inspection only | Single family | [9 empty] | Non-Lead
| 2671 HAZELNUT DR | Non-lead - Copper | On site inspection only | Non-lead - Copper | No | On site inspection only | Single family | [9 empty] | Non-Lead
| 1531 RAINIER RD | Non-lead - Copper | On site inspection only | Non-lead - Copper | No | On site inspection only | Single family | [9 empty] | Non-Lead
| 2011 LILAC WAY | Non-lead - Copper | On site inspection only | Non-lead - Copper | No | On site inspection only | Single family | [9 empty] | Non-Lead
| 612 N CASCADE DR #35 | Non-lead - Copper | On site inspection only | Galvanized (Iron or Steel) | No | On site inspection only | Single family | [9 empty] | Non-Lead
| 733 JOYCE ST | Non-lead - Copper | On site inspection only | Non-lead - Copper | No | On site inspection only | Single family | [9 empty] | Non-Lead
| 3640 SWEETWATER AVE | Non-lead - Copper | On site inspection only | Non-lead - Copper | No | On site inspection only | Single family | [9 empty] | Non-Lead
| 451 MUIRFIELD LN | Non-lead - Copper | On site inspection only | Non-lead - Copper | No | On site inspection only | Single family | [9 empty] | Non-Lead
| 1136 RANDOLPH RD | Non-lead - Copper | On site inspection only | Non-lead - Copper | No | On site inspection only | Single family | [9 empty] | Non-Lead
| 208 OGLE ST | Non-lead - Copper | On site inspection only | Non-lead - Copper | No | On site inspection only | Single family | [9 empty] | Non-Lead
| 2662 CITADEL ST | Non-lead - Copper | On site inspection only | Non-lead - Copper | No | On site inspection only | Single family | [9 empty] | Non-Lead
| 1885 SALLAL RD | Non-lead - Copper | On site inspection only | Non-lead - Copper | No | On site inspection only | Single family | [9 empty] | Non-Lead
| 1234 MCCALLUM LN | Non-lead - Copper | On site inspection only | Non-lead - Plastic | No | On site inspection only | Single family | [9 empty] | Non-Lead
| 1225 QUINN RD | Non-lead - Copper | On site inspection only | Non-lead - Copper | No | On site inspection only | Single family | [9 empty] | Non-Lead
| 1380 WALTON WAY | Non-lead - Copper | On site inspection only | Non-lead - Copper | No | On site inspection only | Single family | [9 empty] | Non-Lead
| 2027 W HAYES ST | Non-lead - Copper | On site inspection only | Non-lead - Copper | No | On site inspection only | Single family | [9 empty] | Non-Lead
| 902 HAZELNUT DR | Non-lead - Copper | On site inspection only | Non-lead - Copper | No | On site inspection only | Single family | [9 empty] | Non-Lead
| 1048 GOOSE CREEK RD | Non-lead - Copper | On site inspection only | Non-lead - Copper | No | On site inspection only | Single family | [9 empty] | Non-Lead
| 1576 GRANITE ST | Non-lead - Copper | On site inspection only | Non-lead - Plastic | No | On site inspection only | Single family | [9 empty] | Non-Lead
| 587 IRONWOOD TER | Non-lead - Copper | On site inspection only | Non-lead - Copper | No | On site inspection only | Single family | [9 empty] | Non-Lead
| 2160 HEATHER WAY | Non-lead - Copper | On site inspection only | Non-lead - Copper | No | On site inspection only | Single family | [9 empty] | Non-Lead
| 760 OREGON WAY | Non-lead - Copper | On site inspection only | Non-lead - Copper | No | On site inspection only | Single family | [9 empty] | Non-Lead
| 514 PAULINE ST | Non-lead - Copper | On site inspection only | Non-lead - Copper | No | On site inspection only | Single family | [9 empty] | Non-Lead
| 1550 DESANTIS DR | Non-lead - Copper | On site inspection only | Non-lead - Plastic | No | On site inspection only | Single family | [9 empty] | Non-Lead
| 1126 BUNKER AVE | Non-lead - Copper | On site inspection only | Non-lead - Copper | No | On site inspection only | Single family | [9 empty] | Non-Lead
| 988 E CLEVELAND ST | Non-lead - Copper | On site inspection only | Non-lead - Copper | No | On site inspection only | Single family | [9 empty] | Non-Lead
| 909 HAZELNUT DR | Non-lead - Copper | On site inspection only | Non-lead - Copper | No | On site inspection only | Single family | [9 empty] | Non-Lead
| 3567 MYRTLE ST | Non-lead - Copper | On site inspection only | Non-lead - Copper | No | On site inspection only | Single family | [9 empty] | Non-Lead
| 11866 NE CHATEAU DR | Non-lead - Copper | On site inspection only | Non-lead - Copper | No | On site inspection only | Single family | [9 empty] | Non-Lead
| 1301 RAINIER RD | Non-lead - Copper | On site inspection only | Non-lead - Copper | No | On site inspection only | Single family | [9 empty] | Non-Lead
| 1968 THOMPSON RD | Non-lead - Copper | On site inspection only | Non-lead - Copper | No | On site inspection only | Single family | [9 empty] | Non-Lead
| 2056 KING WAY | Non-lead - Copper | On site inspection only | Non-lead - Copper | No | On site inspection only | Single family | [9 empty] | Non-Lead
| 1411 WILLOW AVE | Non-lead - Copper | On site inspection only | Galvanized (Iron or Steel) | No | On site inspection only | Single family | [9 empty] | Non-Lead
| 2312 UMPQUA RD | Non-lead - Copper | On site inspection only | Non-lead - Copper | No | On site inspection only | Single family | [9 empty] | Non-Lead
| 721 FAIRWOOD CRES | Non-lead - Copper | On site inspection only | Non-lead - Copper | No | On site inspection only | Single family | [9 empty] | Non-Lead
| 566 TROON AVE | Non-lead - Copper | On site inspection only | Non-lead - Plastic | No | On site inspection only | Single family | [9 empty] | Non-Lead
| 713 N FIRST ST | Non-lead - Copper | On site inspection only | Non-lead - Copper | No | On site inspection only | Single family | [9 empty] | Non-Lead
| 1156 ASTOR WAY | Non-lead - Copper | On site inspection only | Non-lead - Copper | No | On site inspection only | Single family | [9 empty] | Non-Lead
| 612 N CASCADE DR #90 | Non-lead - Copper | On site inspection only | Galvanized (Iron or Steel) | No | On site inspection only | Single family | [9 empty] | Non-Lead
| 1593 GRANITE ST | Non-lead - Copper | On site inspection only | Non-lead - Copper | No | On site inspection only | Single family | [9 empty] | Non-Lead
| 612 N CASCADE DR #92 | Non-lead - Copper | On site inspection only | Galvanized (Iron or Steel) | No | On site inspection only | Single family | [9 empty] | Non-Lead
| 1212 INDEPENDENCE CT | Non-lead - Copper | On site inspection only | Non-lead - Copper | No | On site inspection only | Single family | [9 empty] | Non-Lead
| 706 OREGON WAY | Non-lead - Copper | Records only | Non-lead - Plastic | No | Customer data | Single family | [9 empty] | Non-Lead
| 745 FAIRWOOD CRES | Non-lead - Copper | On site inspection only | Non-lead - Copper | No | On site inspection only | Single family | [9 empty] | Non-Lead
| 2107 W HAYES ST B | Non-lead - Copper | On site inspection only | Non-lead - Copper | No | On site inspection only | Single family | [9 empty] | Non-Lead
| 1602 GRANITE ST | Non-lead - Copper | On site inspection only | Non-lead - Plastic | No | On site inspection only | Single family | [9 empty] | Non-Lead
| 1512 AUDREY WAY | Non-lead - Copper | On site inspection only | Galvanized (Iron or Steel) | No | On site inspection only | Single family | [9 empty] | Non-Lead
| 511 PAULINE ST | Non-lead - Copper | On site inspection only | Galvanized (Iron or Steel) | No | On site inspection only | Single family | [9 empty] | Non-Lead
| 3433 SWEETWATER AVE | Non-lead - Copper | On site inspection only | Non-lead - Copper | No | On site inspection only | Single family | [9 empty] | Non-Lead
| 1245 DAYLILY ST | Non-lead - Copper | On site inspection only | Non-lead - Plastic | No | On site inspection only | Single family | [9 empty] | Non-Lead
| 1571 AUSTIN AVE | Non-lead - Copper | On site inspection only | Non-lead - Plastic | No | On site inspection only | Single family | [9 empty] | Non-Lead
| 1349 SUNFLOWER ST | Non-lead - Copper | On site inspection only | Non-lead - Plastic | No | On site inspection only | Single family | [9 empty] | Non-Lead
| 612 N CASCADE DR #26 | Non-lead - Copper | On site inspection only | Galvanized (Iron or Steel) | No | On site inspection only | Single family | [9 empty] | Non-Lead
| 682 CHURCH ST | Non-lead - Copper | On site inspection only | Galvanized (Iron or Steel) | No | On site inspection only | Single family | [9 empty] | Non-Lead
| 3201 OXFORD ST | Non-lead - Copper | On site inspection only | Non-lead - Copper | No | On site inspection only | Single family | [9 empty] | Non-Lead
| CITY-PARKS AND RECREATION (SP) | Non-lead - Other | On site inspection only | Non-lead - Other | No | On site inspection only | Other/non-residential | [9 empty] | Non-Lead
| CITY-PARKS AND RECREATION (SP) | Non-lead - 2+ inches | On site inspection only | Non-lead - Plastic | No | On site inspection only | Other/non-residential | [9 empty] | Non-Lead
| CITY-PUBLIC WORKS | Non-lead - Copper | On site inspection only | Non-lead - Copper | No | On site inspection only | Other/non-residential | [9 empty] | Non-Lead
| CITY-PARKS AND RECREATION (SP) | Non-lead - 2+ inches | On site inspection only | Non-lead - Plastic | No | On site inspection only | Other/non-residential | [9 empty] | Non-Lead
| CITY-PUBLIC WORKS | Non-lead - 2+ inches | On site inspection only | Non-lead - Plastic | No | On site inspection only | Other/non-residential | [9 empty] | Non-Lead
| CITY-PARKS AND RECREATION (SP) | Non-lead - 2+ inches | On site inspection only | Non-lead - Plastic | No | On site inspection only | Other/non-residential | [9 empty] | Non-Lead
| CITY-PARKS AND RECREATION (SP) | Non-lead - 2+ inches | On site inspection only | Non-lead - Plastic | No | On site inspection only | Other/non-residential | [9 empty] | Non-Lead
| CITY-RIGHT OF WAY | Non-lead - 2+ inches | On site inspection only | Non-lead - Plastic | No | On site inspection only | Other/non-residential | [9 empty] | Non-Lead
| CITY-PARKS AND RECREATION (SP) | Non-lead - 2+ inches | On site inspection only | Non-lead - Plastic | No | On site inspection only | Other/non-residential | [9 empty] | Non-Lead
| CITY-PARKS AND RECREATION (B) | Non-lead - 2+ inches | On site inspection only | Non-lead - Plastic | No | On site inspection only | Other/non-residential | [9 empty] | Non-Lead
| CITY-PARKS AND RECREATION | Non-lead - 2+ inches | On site inspection only | Non-lead - Plastic | No | On site inspection only | Other/non-residential | [9 empty] | Non-Lead
| CITY-PARKS AND RECREATION (SP) | Non-lead - 2+ inches | On site inspection only | Non-lead - Plastic | No | On site inspection only | Other/non-residential | [9 empty] | Non-Lead
| CITY-RIGHT OF WAY (SP) | Non-lead - Other | On site inspection only | Non-lead - Plastic | No | On site inspection only | Other/non-residential | [9 empty] | Non-Lead
| STAFFORD HOMES & LAND LLC | Non-lead - Copper | On site inspection only | Non-lead - Plastic | No | On site inspection only | Other/non-residential | [9 empty] | Non-Lead
| STAFFORD HOMES & LAND LLC (SP) | Non-lead - Copper | On site inspection only | Non-lead - Plastic | No | On site inspection only | Other/non-residential | [9 empty] | Non-Lead
| STAFFORD HOMES & LAND LLC (SP) | Non-lead - Copper | On site inspection only | Non-lead - Plastic | No | On site inspection only | Other/non-residential | [9 empty] | Non-Lead
| STAFFORD DEVELOPMENT COMPANY LLC | Non-lead - 2+ inches | On site inspection only | Non-lead - Plastic | No | On site inspection only | Other/non-residential | [9 empty] | Non-Lead
| LENNAR NW INC (SP) | Non-lead - Copper | On site inspection only | Non-lead - Plastic | No | On site inspection only | Other/non-residential | [9 empty] | Non-Lead
| CITY-PUBLIC WORKS | Non-lead - Copper | On site inspection only | Non-lead - Copper | No | On site inspection only | Other/non-residential | [9 empty] | Non-Lead
| CITY-PUBLIC WORKS (SP) | Non-lead - 2+ inches | On site inspection only | Non-lead - Plastic | No | On site inspection only | Other/non-residential | [9 empty] | Non-Lead
| CITY-PARKS AND RECREATION | Non-lead - 2+ inches | On site inspection only | Non-lead - Plastic | No | On site inspection only | Other/non-residential | [9 empty] | Non-Lead
| CITY-PUBLIC WORKS (FS) | Non-lead - Other | On site inspection only | Non-lead - Other | No | On site inspection only | Other/non-residential | [9 empty] | Non-Lead
| CITY - PARKS AND RECREATION | Non-lead - 2+ inches | On site inspection only | Non-lead - 2+ inches | No | On site inspection only | Other/non-residential | [9 empty] | Non-Lead
| CITY-PUBLIC WORKS | Non-lead - 2+ inches | On site inspection only | Non-lead - 2+ inches | No | On site inspection only | Other/non-residential | [9 empty] | Non-Lead
| CITY-PUBLIC WORKS (WELL #15) | Non-lead - Copper | On site inspection only | Non-lead - Copper | No | On site inspection only | Other/non-residential | [9 empty] | Non-Lead
| CITY-PUBLIC WORKS (SP) | Non-lead - Copper | On site inspection only | Non-lead - Plastic | No | On site inspection only | Other/non-residential | [9 empty] | Non-Lead
| CITY-PARKS (SP) | Non-lead - 2+ inches | On site inspection only | Non-lead - Plastic | No | On site inspection only | Other/non-residential | [9 empty] | Non-Lead
| CITY-ADMINISTRATION | Non-lead - 2+ inches | On site inspection only | Non-lead - 2+ inches | No | On site inspection only | Other/non-residential | [9 empty] | Non-Lead
| CITY-ADMINISTRATION | Non-lead - Copper | On site inspection only | Non-lead - Copper | No | On site inspection only | Other/non-residential | [9 empty] | Non-Lead
| CITY-PARKS AND RECREATION (SP) | Non-lead - Copper | On site inspection only | Non-lead - Plastic | No | On site inspection only | Other/non-residential | [9 empty] | Non-Lead
| CITY-PARKS AND RECREATION | Non-lead - Copper | On site inspection only | Non-lead - Plastic | No | On site inspection only | Other/non-residential | [9 empty] | Non-Lead
| CITY-PUBLIC WORKS | Non-lead - Copper | On site inspection only | Non-lead - Copper | No | On site inspection only | Other/non-residential | [9 empty] | Non-Lead
| CITY-LIBRARY | Non-lead - 2+ inches | On site inspection only | Non-lead - Copper | No | On site inspection only | Other/non-residential | [9 empty] | Non-Lead
| CITY-LIBRARY (FS) | Non-lead - Other | On site inspection only | Non-lead - Other | No | On site inspection only | Other/non-residential | [9 empty] | Non-Lead
| CITY-LIBRARY | Non-lead - Copper | On site inspection only | Non-lead - Plastic | No | On site inspection only | Other/non-residential | [9 empty] | Non-Lead
| CITY-PARKS AND RECREATION (SP) | Non-lead - 2+ inches | On site inspection only | Non-lead - Plastic | No | On site inspection only | Other/non-residential | [9 empty] | Non-Lead
| CITY-ADMINISTRATION | Non-lead - Copper | On site inspection only | Galvanized (Iron or Steel) | No | On site inspection only | Other/non-residential | [9 empty] | Non-Lead
| CITY-ADMINISTRATION (FS) | Non-lead - Other | On site inspection only | Non-lead - Other | No | On site inspection only | Other/non-residential | [9 empty] | Non-Lead
| CITY OF WOODBURN (SP) | Non-lead - 2+ inches | On site inspection only | Non-lead - Plastic | No | On site inspection only | Other/non-residential | [9 empty] | Non-Lead
| CITY-PARKS AND RECREATION | Non-lead - Copper | On site inspection only | Non-lead - Copper | No | On site inspection only | Other/non-residential | [9 empty] | Non-Lead
| CITY-PARKS AND RECREATION | Non-lead - 2+ inches | On site inspection only | Non-lead - Plastic | No | On site inspection only | Other/non-residential | [9 empty] | Non-Lead
| CITY-PUBLIC WORKS (SP) | Non-lead - Copper | On site inspection only | Non-lead - Plastic | No | On site inspection only | Other/non-residential | [9 empty] | Non-Lead
| CITY-PUBLIC WORKS (FS) | Non-lead - Other | On site inspection only | Non-lead - Other | No | On site inspection only | Other/non-residential | [9 empty] | Non-Lead
| CITY-RIGHT OF WAY (SP) | Non-lead - Other | On site inspection only | Non-lead - Plastic | No | On site inspection only | Other/non-residential | [9 empty] | Non-Lead
| CITY-PUBLIC WORKS | Non-lead - Copper | On site inspection only | Non-lead - Copper | No | On site inspection only | Other/non-residential | [9 empty] | Non-Lead
| CITY-RIGHT OF WAY (SP) | Non-lead - Other | On site inspection only | Non-lead - Plastic | No | On site inspection only | Other/non-residential | [9 empty] | Non-Lead
| CITY-PUBLIC WORKS | Non-lead - Copper | On site inspection only | Non-lead - Copper | No | On site inspection only | Other/non-residential | [9 empty] | Non-Lead
| CITY-PUBLIC WORKS | Non-lead - Copper | On site inspection only | Non-lead - Copper | No | On site inspection only | Other/non-residential | [9 empty] | Non-Lead
| CITY-PUBLIC WORKS | Non-lead - Copper | On site inspection only | Non-lead - Copper | No | On site inspection only | Other/non-residential | [9 empty] | Non-Lead
| CITY-PUBLIC WORKS (B) | Non-lead - Copper | On site inspection only | Non-lead - Copper | No | On site inspection only | Other/non-residential | [9 empty] | Non-Lead
| CITY-PUBLIC WORKS | Non-lead - Copper | On site inspection only | Non-lead - Copper | No | On site inspection only | Other/non-residential | [9 empty] | Non-Lead
| CITY-PUBLIC WORKS | Non-lead - Copper | On site inspection only | Non-lead - Copper | No | On site inspection only | Other/non-residential | [9 empty] | Non-Lead
| CITY-PARKS AND RECREATION | Non-lead - Copper | On site inspection only | Non-lead - Plastic | No | On site inspection only | Other/non-residential | [9 empty] | Non-Lead
| CITY-PUBLIC WORKS | Non-lead - Copper | On site inspection only | Non-lead - Copper | No | On site inspection only | Other/non-residential | [9 empty] | Non-Lead
| CITY-PUBLIC WORKS | Non-lead - Copper | On site inspection only | Non-lead - Copper | No | On site inspection only | Other/non-residential | [9 empty] | Non-Lead
| CITY-PUBLIC WORKS | Non-lead - Copper | On site inspection only | Non-lead - Copper | No | On site inspection only | Other/non-residential | [9 empty] | Non-Lead
| CITY-PUBLIC WORKS | Non-lead - Copper | On site inspection only | Non-lead - Copper | No | On site inspection only | Other/non-residential | [9 empty] | Non-Lead
| CITY-PUBLIC WORKS (FS) | Non-lead - Other | On site inspection only | Non-lead - Other | No | On site inspection only | Other/non-residential | [9 empty] | Non-Lead
| CITY-PUBLIC WORKS | Non-lead - Copper | On site inspection only | Non-lead - Copper | No | On site inspection only | Other/non-residential | [9 empty] | Non-Lead
| CITY-PARKS AND RECREATION | Non-lead - Copper | On site inspection only | Non-lead - Plastic | No | On site inspection only | Other/non-residential | [9 empty] | Non-Lead
| CITY-PARKS AND RECREATION (SP) | Non-lead - Other | On site inspection only | Non-lead - Plastic | No | On site inspection only | Other/non-residential | [9 empty] | Non-Lead
| CITY-PARKS AND RECREATION (SP) | Non-lead - 2+ inches | On site inspection only | Non-lead - Plastic | No | On site inspection only | Other/non-residential | [9 empty] | Non-Lead
| CITY-PARKS AND RECREATION | Non-lead - Copper | On site inspection only | Non-lead - Copper | No | On site inspection only | Other/non-residential | [9 empty] | Non-Lead
| CITY-PUBLIC WORKS | Non-lead - Copper | On site inspection only | Non-lead - Copper | No | On site inspection only | Other/non-residential | [9 empty] | Non-Lead
| CITY-POLICE DEPARTMENT (SP) | Non-lead - Copper | On site inspection only | Non-lead - Plastic | No | On site inspection only | Other/non-residential | [9 empty] | Non-Lead
| CITY-POLICE DEPARTMENT | Non-lead - 2+ inches | On site inspection only | Non-lead - Copper | No | On site inspection only | Other/non-residential | [9 empty] | Non-Lead
| CITY-POLICE DEPARTMENT (FS) | Non-lead - Other | On site inspection only | Non-lead - Other | No | On site inspection only | Other/non-residential | [9 empty] | Non-Lead
| CITY-PUBLIC WORKS | Non-lead - Copper | On site inspection only | Non-lead - Copper | No | On site inspection only | Other/non-residential | [9 empty] | Non-Lead
| CITY-PUBLIC WORKS (FS) | Non-lead - Other | On site inspection only | Non-lead - Other | No | On site inspection only | Other/non-residential | [9 empty] | Non-Lead
| CITY-PUBLIC WORKS | Non-lead - Copper | On site inspection only | Non-lead - Copper | No | On site inspection only | Other/non-residential | [9 empty] | Non-Lead
| 3099 PACIFIC LLC | Non-lead - 2+ inches | On site inspection only | Non-lead - 2+ inches | No | On site inspection only | Other/non-residential | [9 empty] | Non-Lead
| 3099 PACIFIC LLC (FS) | Non-lead - Other | On site inspection only | Non-lead - Other | No | On site inspection only | Other/non-residential | [9 empty] | Non-Lead
| 3099 PACIFIC LLC (SP) | Non-lead - Copper | On site inspection only | Non-lead - Plastic | No | On site inspection only | Other/non-residential | [9 empty] | Non-Lead
| 7-ELEVEN INC | Non-lead - Copper | On site inspection only | Non-lead - Copper | No | On site inspection only | Other/non-residential | [9 empty] | Non-Lead
| A RAY OF HOPE TODAY | Non-lead - Copper | On site inspection only | Non-lead - Copper | No | On site inspection only | Other/non-residential | [9 empty] | Non-Lead
| AARON'S INC | Non-lead - Copper | On site inspection only | Non-lead - Copper | No | On site inspection only | Other/non-residential | [9 empty] | Non-Lead
| AARON'S INC (FS) | Non-lead - Other | On site inspection only | Non-lead - Other | No | On site inspection only | Other/non-residential | [9 empty] | Non-Lead
| ABBYS PIZZA INN | Non-lead - Copper | On site inspection only | Non-lead - Copper | No | On site inspection only | Other/non-residential | [9 empty] | Non-Lead
| ABELARDO RAMINEZ NUNEZ | Non-lead - Copper | On site inspection only | Non-lead - Copper | No | On site inspection only | Other/non-residential | [9 empty] | Non-Lead
| ACE EXPRESS LLC (FS) | Non-lead - Other | On site inspection only | Non-lead - Other | No | On site inspection only | Other/non-residential | [9 empty] | Non-Lead
| ACE EXPRESS, LLC | Non-lead - Copper | On site inspection only | Non-lead - Copper | No | On site inspection only | Other/non-residential | [9 empty] | Non-Lead
| ALJW LLC | Non-lead - Copper | On site inspection only | Non-lead - Copper | No | On site inspection only | Other/non-residential | [9 empty] | Non-Lead
| ALJW LLC | Non-lead - Copper | On site inspection only | Non-lead - Copper | No | On site inspection only | Other/non-residential | [9 empty] | Non-Lead
| ALJW LLC (SP) | Non-lead - Copper | On site inspection only | Non-lead - Plastic | No | On site inspection only | Other/non-residential | [9 empty] | Non-Lead
| ALLIANCE MANUFACTURING GROUP | Non-lead - Copper | On site inspection only | Non-lead - Copper | No | On site inspection only | Other/non-residential | [9 empty] | Non-Lead
| ALLIED WASTE | Non-lead - 2+ inches | On site inspection only | Non-lead - Plastic | No | On site inspection only | Other/non-residential | [9 empty] | Non-Lead
| ALLIED WASTE | Non-lead - Copper | On site inspection only | Non-lead - Plastic | No | On site inspection only | Other/non-residential | [9 empty] | Non-Lead
| ALMA ROSA MOSQUEDA | Non-lead - Copper | On site inspection only | Non-lead - Copper | No | On site inspection only | Other/non-residential | [9 empty] | Non-Lead
| ALS FRUIT & SHRUB | Non-lead - Copper | On site inspection only | Non-lead - Copper | No | On site inspection only | Other/non-residential | [9 empty] | Non-Lead
| ALS FRUIT & SHRUB (SP) | Non-lead - Copper | On site inspection only | Non-lead - Plastic | No | On site inspection only | Other/non-residential | [9 empty] | Non-Lead
| AM PM OF WOODBURN | Non-lead - Copper | On site inspection only | Non-lead - Copper | No | On site inspection only | Other/non-residential | [9 empty] | Non-Lead
| AM PM OF WOODBURN (SP) | Non-lead - Copper | On site inspection only | Non-lead - Plastic | No | On site inspection only | Other/non-residential | [9 empty] | Non-Lead
| AMBROSIA QSR BEEF | Non-lead - Copper | On site inspection only | Non-lead - Copper | No | On site inspection only | Other/non-residential | [9 empty] | Non-Lead
| AMBROSIA QSR BEEF (SP) | Non-lead - Copper | On site inspection only | Non-lead - Plastic | No | On site inspection only | Other/non-residential | [9 empty] | Non-Lead
| AMERICOLD LOGISTICS | Non-lead - 2+ inches | On site inspection only | Non-lead - Copper | No | On site inspection only | Other/non-residential | [9 empty] | Non-Lead
| AMERICOLD LOGISTICS | Non-lead - Copper | On site inspection only | Non-lead - Copper | No | On site inspection only | Other/non-residential | [9 empty] | Non-Lead
| AMERICOLD LOGISTICS | Non-lead - Copper | On site inspection only | Non-lead - Copper | No | On site inspection only | Other/non-residential | [9 empty] | #REF!
| AMERICOLD LOGISTICS (FS) | Non-lead - Other | On site inspection only | Non-lead - Other | No | On site inspection only | Other/non-residential | [9 empty] | Non-Lead
| ANIMAL SPECIALTIES | Non-lead - Copper | On site inspection only | Non-lead - Copper | No | On site inspection only | Other/non-residential | [9 empty] | Non-Lead
| ANIS PARTY SUPPLY LLC | Non-lead - Copper | On site inspection only | Non-lead - Copper | No | On site inspection only | Other/non-residential | [9 empty] | Non-Lead
| ANTONIO ANFILOFIEFF | Non-lead - Copper | On site inspection only | Non-lead - Copper | No | On site inspection only | Other/non-residential | [9 empty] | Non-Lead
| ARGO WOODBURN LLC | Non-lead - 2+ inches | On site inspection only | Non-lead - Copper | No | On site inspection only | Other/non-residential | [9 empty] | Non-Lead
| ARGO WOODBURN LLC | Non-lead - Copper | On site inspection only | Non-lead - Copper | No | On site inspection only | Other/non-residential | [9 empty] | Non-Lead
| ARGO WOODBURN LLC | Non-lead - Copper | On site inspection only | Non-lead - Copper | No | On site inspection only | Other/non-residential | [9 empty] | Non-Lead
| ARGO WOODBURN LLC | Non-lead - Copper | On site inspection only | Non-lead - Copper | No | On site inspection only | Other/non-residential | [9 empty] | Non-Lead
| ARGO WOODBURN LLC (FS) | Non-lead - Other | On site inspection only | Non-lead - Other | No | On site inspection only | Other/non-residential | [9 empty] | Non-Lead
| ARGO WOODBURN LLC (FS) | Non-lead - Other | On site inspection only | Non-lead - Other | No | On site inspection only | Other/non-residential | [9 empty] | Non-Lead
| ARGO WOODBURN LLC (FS) | Non-lead - Other | On site inspection only | Non-lead - Other | No | On site inspection only | Other/non-residential | [9 empty] | Non-Lead
| ARGO WOODBURN LLC (SP) | Non-lead - 2+ inches | On site inspection only | Non-lead - Plastic | No | On site inspection only | Other/non-residential | [9 empty] | Non-Lead
| ARZBRO CO | Non-lead - Copper | On site inspection only | Non-lead - Copper | No | On site inspection only | Other/non-residential | [9 empty] | Non-Lead
| AT SELF STORAGE | Non-lead - Copper | On site inspection only | Non-lead - Copper | No | On site inspection only | Other/non-residential | [9 empty] | Non-Lead
| AURELIANO MONARREZ-VIZCARRA | Non-lead - Copper | On site inspection only | Non-lead - Copper | No | On site inspection only | Other/non-residential | [9 empty] | Non-Lead
| AUTOZONE INC | Non-lead - Copper | On site inspection only | Non-lead - Copper | No | On site inspection only | Other/non-residential | [9 empty] | Non-Lead
| AUTOZONE INC (SP) | Non-lead - Copper | On site inspection only | Non-lead - Plastic | No | On site inspection only | Other/non-residential | [9 empty] | Non-Lead
| AVENUE GROUP LLC | Non-lead - Copper | On site inspection only | Non-lead - Copper | No | On site inspection only | Other/non-residential | [9 empty] | Non-Lead
| BAAJ CORPORATION | Non-lead - Copper | On site inspection only | Non-lead - Copper | No | On site inspection only | Other/non-residential | [9 empty] | Non-Lead
| BAKER AND BAKER | Non-lead - Copper | On site inspection only | Non-lead - Copper | No | On site inspection only | Other/non-residential | [9 empty] | Non-Lead
| BARCLAY SQUARE APARTMENTS LLC | Non-lead - Copper | On site inspection only | Non-lead - Copper | No | On site inspection only | Other/non-residential | [9 empty] | Non-Lead
| BARCLAY SQUARE APARTMENTS LLC (SP) | Non-lead - Copper | On site inspection only | Non-lead - Plastic | No | On site inspection only | Other/non-residential | [9 empty] | Non-Lead
| BARKLEY'S JEWELRY AND PAWN | Non-lead - Copper | On site inspection only | Non-lead - Copper | No | On site inspection only | Other/non-residential | [9 empty] | Non-Lead
| BARRETT MOBILE HOME TRAN | Non-lead - Copper | On site inspection only | Non-lead - Copper | No | On site inspection only | Other/non-residential | [9 empty] | Non-Lead
| BEBE NAIL SALON | Non-lead - Copper | On site inspection only | Non-lead - Copper | No | On site inspection only | Other/non-residential | [9 empty] | Non-Lead
| BENAVIDEZ TIRES & WHEELS #1 | Non-lead - Copper | On site inspection only | Non-lead - Copper | No | On site inspection only | Other/non-residential | [9 empty] | Non-Lead
| BENCHMARK CAPITOL PARTNERS LLC | Non-lead - Copper | On site inspection only | Non-lead - Copper | No | On site inspection only | Other/non-residential | [9 empty] | Non-Lead
| BERTHA LARIOS GOMEZ | Non-lead - Copper | On site inspection only | Non-lead - Copper | No | On site inspection only | Other/non-residential | [9 empty] | Non-Lead
| BEST WESTERN | Non-lead - Other | On site inspection only | Non-lead - Other | No | On site inspection only | Other/non-residential | [9 empty] | Non-Lead
| BEST WESTERN (FS) | Non-lead - Other | On site inspection only | Non-lead - Other | No | On site inspection only | Other/non-residential | [9 empty] | Non-Lead
| BEST WESTERN (SP) | Non-lead - Copper | On site inspection only | Non-lead - Plastic | No | On site inspection only | Other/non-residential | [9 empty] | Non-Lead
| BETTY PARK | Non-lead - Copper | On site inspection only | Non-lead - Copper | No | On site inspection only | Other/non-residential | [9 empty] | Non-Lead
| BETTY PARK (SP) | Non-lead - Copper | On site inspection only | Non-lead - Plastic | No | On site inspection only | Other/non-residential | [9 empty] | Non-Lead
| BIG 5 CORP | Non-lead - Copper | On site inspection only | Non-lead - Copper | No | On site inspection only | Other/non-residential | [9 empty] | Non-Lead
| BI-MART | Non-lead - Copper | On site inspection only | Non-lead - Copper | No | On site inspection only | Other/non-residential | [9 empty] | Non-Lead
| BI-MART (FS) | Non-lead - Other | On site inspection only | Non-lead - Other | No | On site inspection only | Other/non-residential | [9 empty] | Non-Lead
| BI-MART (SP) | Non-lead - Copper | On site inspection only | Non-lead - Plastic | No | On site inspection only | Other/non-residential | [9 empty] | Non-Lead
| BONG HYUN & WON HEE NAM | Non-lead - Copper | On site inspection only | Non-lead - Copper | No | On site inspection only | Other/non-residential | [9 empty] | Non-Lead
| BOONES FAMILY DENTAL | Non-lead - Copper | On site inspection only | Non-lead - Copper | No | On site inspection only | Other/non-residential | [9 empty] | Non-Lead
| BP HOSPITALITY LLC | Non-lead - Other | On site inspection only | Non-lead - Other | No | On site inspection only | Other/non-residential | [9 empty] | Non-Lead
| BP HOSPITALITY LLC (FS) | Non-lead - Other | On site inspection only | Non-lead - Other | No | On site inspection only | Other/non-residential | [9 empty] | Non-Lead
| BP HOSPITALITY LLC (SP) | Non-lead - Copper | On site inspection only | Non-lead - Plastic | No | On site inspection only | Other/non-residential | [9 empty] | Non-Lead
| BRENDA BOYZO VERA | Non-lead - Copper | On site inspection only | Non-lead - Copper | No | On site inspection only | Other/non-residential | [9 empty] | Non-Lead
| BRENDA L. BARRERA ORANTES | Non-lead - Copper | On site inspection only | Non-lead - Copper | No | On site inspection only | Other/non-residential | [9 empty] | Non-Lead
| BRICE INVESTMENT REALTY | Non-lead - Copper | On site inspection only | Non-lead - Copper | No | On site inspection only | Other/non-residential | [9 empty] | Non-Lead
| BRICE INVESTMENT REALTY | Non-lead - Copper | On site inspection only | Non-lead - Copper | No | On site inspection only | Other/non-residential | [9 empty] | Non-Lead
| BRICE INVESTMENT REALTY | Non-lead - Copper | On site inspection only | Non-lead - Copper | No | On site inspection only | Other/non-residential | [9 empty] | Non-Lead
| BRICE INVESTMENT REALTY | Non-lead - Copper | On site inspection only | Non-lead - Copper | No | On site inspection only | Other/non-residential | [9 empty] | Non-Lead
| BRICE INVESTMENT REALTY | Non-lead - Copper | On site inspection only | Non-lead - Copper | No | On site inspection only | Other/non-residential | [9 empty] | Non-Lead
| BRICE INVESTMENT REALTY | Non-lead - Copper | On site inspection only | Non-lead - Copper | No | On site inspection only | Other/non-residential | [9 empty] | Non-Lead
| BRICE INVESTMENT REALTY | Non-lead - Copper | On site inspection only | Non-lead - Copper | No | On site inspection only | Other/non-residential | [9 empty] | Non-Lead
| BRICE INVESTMENT REALTY (FS) | Non-lead - Other | On site inspection only | Non-lead - Other | No | On site inspection only | Other/non-residential | [9 empty] | Non-Lead
| BRICE INVESTMENT REALTY (FS) | Non-lead - Other | On site inspection only | Non-lead - Other | No | On site inspection only | Other/non-residential | [9 empty] | Non-Lead
| BRICE INVESTMENT REALTY (FS) | Non-lead - Other | On site inspection only | Non-lead - Other | No | On site inspection only | Other/non-residential | [9 empty] | Non-Lead
| BRICE INVESTMENT REALTY (SP) | Non-lead - Copper | On site inspection only | Non-lead - Plastic | No | On site inspection only | Other/non-residential | [9 empty] | Non-Lead
| BRICE INVESTMENT REALTY (SP) | Non-lead - Copper | On site inspection only | Non-lead - Plastic | No | On site inspection only | Other/non-residential | [9 empty] | Non-Lead
| BRIGHTWAYS COUNSELING GROUP OF WOODBURN, LLC | Non-lead - Copper | On site inspection only | Non-lead - Copper | No | On site inspection only | Other/non-residential | [9 empty] | Non-Lead
| BRUCEPAC | Non-lead - Copper | On site inspection only | Non-lead - Copper | No | On site inspection only | Other/non-residential | [9 empty] | Non-Lead
| BRUCEPAC (SP) | Non-lead - Copper | On site inspection only | Non-lead - Plastic | No | On site inspection only | Other/non-residential | [9 empty] | Non-Lead
| BUDGET MOTEL INN | Non-lead - Other | On site inspection only | Non-lead - Other | No | On site inspection only | Other/non-residential | [9 empty] | Non-Lead
| BUDGET MOTEL INN (SP) | Non-lead - Copper | On site inspection only | Non-lead - Plastic | No | On site inspection only | Other/non-residential | [9 empty] | Non-Lead
| BURGER KING #4047 | Non-lead - 2+ inches | On site inspection only | Non-lead - 2+ inches | No | On site inspection only | Other/non-residential | [9 empty] | Non-Lead
| BURGER KING #4047 (SP) | Non-lead - Copper | On site inspection only | Non-lead - Plastic | No | On site inspection only | Other/non-residential | [9 empty] | Non-Lead
| BURGER KING #8410 | Non-lead - 2+ inches | On site inspection only | Non-lead - 2+ inches | No | On site inspection only | Other/non-residential | [9 empty] | Non-Lead
| BURGER KING #8410 (SP) | Non-lead - Copper | On site inspection only | Non-lead - Plastic | No | On site inspection only | Other/non-residential | [9 empty] | Non-Lead
| BURLINGHAM BUSINESS PARK | Non-lead - Copper | On site inspection only | Non-lead - Copper | No | On site inspection only | Other/non-residential | [9 empty] | Non-Lead
| BURLINGHAM BUSINESS PARK | Non-lead - Copper | On site inspection only | Non-lead - Copper | No | On site inspection only | Other/non-residential | [9 empty] | Non-Lead
| BURLINGHAM BUSINESS PARK | Non-lead - Copper | On site inspection only | Non-lead - Copper | No | On site inspection only | Other/non-residential | [9 empty] | Non-Lead
| BURLINGHAM BUSINESS PARK (SP) | Non-lead - Copper | On site inspection only | Non-lead - Plastic | No | On site inspection only | Other/non-residential | [9 empty] | Non-Lead
| C & R MANAGEMENT GROUP | Non-lead - Copper | On site inspection only | Non-lead - Copper | No | On site inspection only | Other/non-residential | [9 empty] | Non-Lead
| C&R MANAGEMENT GROUP (FS) | Non-lead - Other | On site inspection only | Non-lead - Other | No | On site inspection only | Other/non-residential | [9 empty] | Non-Lead
| CARLOS TRUJILLO | Non-lead - Copper | On site inspection only | Non-lead - Copper | No | On site inspection only | Other/non-residential | [9 empty] | Non-Lead
| CARLOS TRUJILLO | Non-lead - Copper | On site inspection only | Non-lead - Copper | No | On site inspection only | Other/non-residential | [9 empty] | Non-Lead
| CARLS JR | Non-lead - Copper | On site inspection only | Non-lead - Copper | No | On site inspection only | Other/non-residential | [9 empty] | Non-Lead
| CARLS JR (SP) | Non-lead - Copper | On site inspection only | Non-lead - Plastic | No | On site inspection only | Other/non-residential | [9 empty] | Non-Lead
| CARMEN ROSAS-OCHOA | Non-lead - Copper | On site inspection only | Non-lead - Copper | No | On site inspection only | Other/non-residential | [9 empty] | Non-Lead
| CARNICERIA EL RANCHITO LLC | Non-lead - Copper | On site inspection only | Non-lead - Copper | No | On site inspection only | Other/non-residential | [9 empty] | Non-Lead
| CAROLYN ASTI | Non-lead - Copper | On site inspection only | Non-lead - Copper | No | On site inspection only | Other/non-residential | [9 empty] | Non-Lead
| CASCADE FACTORY HOMES | Non-lead - Copper | On site inspection only | Non-lead - Copper | No | On site inspection only | Other/non-residential | [9 empty] | Non-Lead
| CASCADE MEADOWS APARTMENTS (FS) | Non-lead - Other | On site inspection only | Non-lead - Other | No | On site inspection only | Other/non-residential | [9 empty] | Non-Lead
| CASCADE MEADOWS APARTMENTS (SP) | Non-lead - Copper | On site inspection only | Non-lead - Plastic | No | On site inspection only | Other/non-residential | [9 empty] | Non-Lead
| CASCADE MEADOWS APARTMENTS (SP) | Non-lead - Copper | On site inspection only | Non-lead - Plastic | No | On site inspection only | Other/non-residential | [9 empty] | Non-Lead
| CASCADE MEADOWS APARTMENTS (SP) | Non-lead - Copper | On site inspection only | Non-lead - Plastic | No | On site inspection only | Other/non-residential | [9 empty] | Non-Lead
| CASCADE PARK RETIREMENT CENTER (FS) | Non-lead - Other | On site inspection only | Non-lead - Other | No | On site inspection only | Other/non-residential | [9 empty] | Non-Lead
| CASHCO FINANCIAL SERVICES INC | Non-lead - Copper | On site inspection only | Non-lead - Copper | No | On site inspection only | Other/non-residential | [9 empty] | Non-Lead
| CDY LIMITED PARTNERSHIP | Non-lead - Copper | On site inspection only | Non-lead - Copper | No | On site inspection only | Other/non-residential | [9 empty] | Non-Lead
| CDY LIMITED PARTNERSHIP (SP) | Non-lead - Copper | On site inspection only | Non-lead - Plastic | No | On site inspection only | Other/non-residential | [9 empty] | Non-Lead
| CESAR M MORA-ESQUIVEL | Non-lead - Copper | On site inspection only | Non-lead - Copper | No | On site inspection only | Other/non-residential | [9 empty] | Non-Lead
| CHEMEKETA COMMUNITY COLLEGE | Non-lead - 2+ inches | On site inspection only | Non-lead - 2+ inches | No | On site inspection only | Other/non-residential | [9 empty] | Non-Lead
| CHEMEKETA COMMUNITY COLLEGE (FS) | Non-lead - Other | On site inspection only | Non-lead - Other | No | On site inspection only | Other/non-residential | [9 empty] | Non-Lead
| CHEMEKETA COMMUNITY COLLEGE (SP) | Non-lead - Copper | On site inspection only | Non-lead - Plastic | No | On site inspection only | Other/non-residential | [9 empty] | Non-Lead
| CHEMEKETA COMMUNITY COLLEGE (SP) | Non-lead - Copper | On site inspection only | Non-lead - Plastic | No | On site inspection only | Other/non-residential | [9 empty] | Non-Lead
| CHIPOTLE MEXICAN GRILL INC ATTN: STORE #2869 | Non-lead - Copper | On site inspection only | Non-lead - Copper | No | On site inspection only | Other/non-residential | [9 empty] | Non-Lead
| CHURCH OF JESUS CHRIST OF LDS (SP) | Non-lead - Copper | On site inspection only | Non-lead - Plastic | No | On site inspection only | Other/non-residential | [9 empty] | Non-Lead
| CITY OF WOODBURN - ADMINISTRATION | Non-lead - Copper | On site inspection only | Non-lead - Copper | No | On site inspection only | Other/non-residential | [9 empty] | Non-Lead
| CITY OF WOODBURN - ADMINISTRATION (SP) | Non-lead - Copper | On site inspection only | Non-lead - Plastic | No | On site inspection only | Other/non-residential | [9 empty] | Non-Lead
| CJ EATERIES LLC | Non-lead - Copper | On site inspection only | Non-lead - Copper | No | On site inspection only | Other/non-residential | [9 empty] | Non-Lead
| COASTAL FARM SUPPLY | Non-lead - Copper | On site inspection only | Non-lead - Copper | No | On site inspection only | Other/non-residential | [9 empty] | Non-Lead
| COASTAL FARM SUPPLY (FS) | Non-lead - Other | On site inspection only | Non-lead - Other | No | On site inspection only | Other/non-residential | [9 empty] | Non-Lead
| COASTAL FARM SUPPLY (SP) | Non-lead - Copper | On site inspection only | Non-lead - Plastic | No | On site inspection only | Other/non-residential | [9 empty] | Non-Lead
| COLUMBIA BANK | Non-lead - Copper | On site inspection only | Non-lead - Copper | No | On site inspection only | Other/non-residential | [9 empty] | Non-Lead
| COLUMBIA BANK (FS) | Non-lead - Other | On site inspection only | Non-lead - Other | No | On site inspection only | Other/non-residential | [9 empty] | Non-Lead
| COLUMBIA BANK (SP) | Non-lead - Copper | On site inspection only | Non-lead - Plastic | No | On site inspection only | Other/non-residential | [9 empty] | Non-Lead
| COPART INC | Non-lead - 2+ inches | On site inspection only | Non-lead - 2+ inches | No | On site inspection only | Other/non-residential | [9 empty] | Non-Lead
| COPART INC (FS) | Non-lead - Other | On site inspection only | Non-lead - Other | No | On site inspection only | Other/non-residential | [9 empty] | Non-Lead
| CORADO LOPEZ TOMAS | Non-lead - Copper | On site inspection only | Non-lead - Copper | No | On site inspection only | Other/non-residential | [9 empty] | Non-Lead
| CORNER BRICK LLC | Non-lead - Copper | On site inspection only | Non-lead - Copper | No | On site inspection only | Other/non-residential | [9 empty] | Non-Lead
| CORNWELL COLONIAL CHAPEL | Non-lead - Copper | On site inspection only | Non-lead - Copper | No | On site inspection only | Other/non-residential | [9 empty] | Non-Lead
| CORNWELL COLONIAL CHAPEL (SP) | Non-lead - Copper | On site inspection only | Non-lead - Plastic | No | On site inspection only | Other/non-residential | [9 empty] | Non-Lead
| CORNWELL COLONIAL CHAPEL (SP) | Non-lead - Copper | On site inspection only | Non-lead - Plastic | No | On site inspection only | Other/non-residential | [9 empty] | Non-Lead
| COUNTRY MEADOWS VILLAGE (FS) | Non-lead - Other | On site inspection only | Non-lead - Other | No | On site inspection only | Other/non-residential | [9 empty] | Non-Lead
| COUNTRY MEADOWS VILLAGE (FS) | Non-lead - Other | On site inspection only | Non-lead - Other | No | On site inspection only | Other/non-residential | [9 empty] | Non-Lead
| COUNTRY MEADOWS VILLAGE (FS) | Non-lead - 2+ inches | On site inspection only | Non-lead - 2+ inches | No | On site inspection only | Other/non-residential | [9 empty] | Non-Lead
| COUNTRY MEADOWS VILLAGE (FS) | Non-lead - 2+ inches | On site inspection only | Non-lead - 2+ inches | No | On site inspection only | Other/non-residential | [9 empty] | Non-Lead
| COUNTRY MEADOWS VILLAGE (SP) | Non-lead - Copper | On site inspection only | Non-lead - Plastic | No | On site inspection only | Other/non-residential | [9 empty] | Non-Lead
| CROSSROADS GROCERY & DELI | Non-lead - Copper | On site inspection only | Non-lead - Copper | No | On site inspection only | Other/non-residential | [9 empty] | Non-Lead
| CTBS CORPORATION | Non-lead - Copper | On site inspection only | Non-lead - Copper | No | On site inspection only | Other/non-residential | [9 empty] | Non-Lead
| CTBS CORPORATION | Non-lead - Copper | On site inspection only | Non-lead - Copper | No | On site inspection only | Other/non-residential | [9 empty] | Non-Lead
| CTBS CORPORATION | Non-lead - Copper | On site inspection only | Non-lead - Copper | No | On site inspection only | Other/non-residential | [9 empty] | Non-Lead
| CTBS CORPORATION (SP) | Non-lead - Copper | On site inspection only | Non-lead - Plastic | No | On site inspection only | Other/non-residential | [9 empty] | Non-Lead
| CURT LIVINGSTON | Non-lead - Copper | On site inspection only | Non-lead - Copper | No | On site inspection only | Other/non-residential | [9 empty] | Non-Lead
| CUSTOM PIPE AND COUPLING | Non-lead - Copper | On site inspection only | Non-lead - Copper | No | On site inspection only | Other/non-residential | [9 empty] | Non-Lead
| CUSTOM TIE DOWNS.COM | Non-lead - Copper | On site inspection only | Non-lead - Copper | No | On site inspection only | Other/non-residential | [9 empty] | Non-Lead
| BROWN | Non-lead - Copper | On site inspection only | Non-lead - Copper | No | On site inspection only | Other/non-residential | [9 empty] | Non-Lead
| BROWN | Non-lead - Copper | On site inspection only | Non-lead - Copper | No | On site inspection only | Other/non-residential | [9 empty] | Non-Lead
| CAMPBELL | Non-lead - Copper | On site inspection only | Non-lead - Copper | No | On site inspection only | Other/non-residential | [9 empty] | Non-Lead
| HOPPERT | Non-lead - Copper | On site inspection only | Non-lead - Copper | No | On site inspection only | Other/non-residential | [9 empty] | Non-Lead
| DAVISON AUTO PARTS | Non-lead - Copper | On site inspection only | Non-lead - Copper | No | On site inspection only | Other/non-residential | [9 empty] | Non-Lead
| DAVISON AUTO PARTS (FS) | Non-lead - Other | On site inspection only | Non-lead - Other | No | On site inspection only | Other/non-residential | [9 empty] | Non-Lead
| DAVISON AUTO PARTS (SP) | Non-lead - Copper | On site inspection only | Non-lead - Plastic | No | On site inspection only | Other/non-residential | [9 empty] | Non-Lead
| DAVITA INC | Non-lead - Copper | On site inspection only | Non-lead - Copper | No | On site inspection only | Other/non-residential | [9 empty] | Non-Lead
| DENNIS PETERSON EQUIP CO | Non-lead - Copper | On site inspection only | Non-lead - Copper | No | On site inspection only | Other/non-residential | [9 empty] | Non-Lead
| DENNYS RESTAURANT | Non-lead - Copper | On site inspection only | Non-lead - Copper | No | On site inspection only | Other/non-residential | [9 empty] | Non-Lead
| DENNYS RESTAURANT (FS) | Non-lead - Other | On site inspection only | Non-lead - Other | No | On site inspection only | Other/non-residential | [9 empty] | Non-Lead
| DEPARTMENT OF MOTOR VEHICLES | Non-lead - Copper | On site inspection only | Non-lead - Copper | No | On site inspection only | Other/non-residential | [9 empty] | Non-Lead
| DK INC DBA CASE AUTOMOTIVE | Non-lead - Copper | On site inspection only | Non-lead - Copper | No | On site inspection only | Other/non-residential | [9 empty] | Non-Lead
| DO IT BEST CORP | Non-lead - Copper | On site inspection only | Non-lead - Copper | No | On site inspection only | Other/non-residential | [9 empty] | Non-Lead
| DO IT BEST CORP (FS) | Non-lead - Other | On site inspection only | Non-lead - Other | No | On site inspection only | Other/non-residential | [9 empty] | Non-Lead
| DO IT BEST CORP (SP) | Non-lead - 2+ inches | On site inspection only | Non-lead - 2+ inches | No | On site inspection only | Other/non-residential | [9 empty] | Non-Lead
| DON PAN BAKERY | Non-lead - Copper | On site inspection only | Non-lead - Copper | No | On site inspection only | Other/non-residential | [9 empty] | Non-Lead
| DON SUSIE ENTERPRISE INC | Non-lead - Copper | On site inspection only | Non-lead - Copper | No | On site inspection only | Other/non-residential | [9 empty] | Non-Lead
| BERG | Non-lead - Copper | On site inspection only | Non-lead - Copper | No | On site inspection only | Other/non-residential | [9 empty] | Non-Lead
| DOUGHMAN CORP | Non-lead - Copper | On site inspection only | Non-lead - Copper | No | On site inspection only | Other/non-residential | [9 empty] | Non-Lead
| DR PATRICK PARADIS | Non-lead - Copper | On site inspection only | Non-lead - Copper | No | On site inspection only | Other/non-residential | [9 empty] | Non-Lead
| DUTCH BROTHERS | Non-lead - Copper | On site inspection only | Non-lead - Copper | No | On site inspection only | Other/non-residential | [9 empty] | Non-Lead
| DUTCH BROTHERS | Non-lead - Copper | On site inspection only | Non-lead - Copper | No | On site inspection only | Other/non-residential | [9 empty] | Non-Lead
| DOMAN | Non-lead - Copper | On site inspection only | Non-lead - Copper | No | On site inspection only | Other/non-residential | [9 empty] | Non-Lead
| DOMAN | Non-lead - Copper | On site inspection only | Non-lead - Copper | No | On site inspection only | Other/non-residential | [9 empty] | Non-Lead
| EDG-DV WOODBURN LLC (FS) | Non-lead - Other | On site inspection only | Non-lead - Other | No | On site inspection only | Other/non-residential | [9 empty] | Non-Lead
| EDG-DV WOODBURN LLC (SP) | Non-lead - Copper | On site inspection only | Non-lead - Plastic | No | On site inspection only | Other/non-residential | [9 empty] | Non-Lead
| ALONSO | Non-lead - Copper | On site inspection only | Non-lead - Copper | No | On site inspection only | Other/non-residential | [9 empty] | Non-Lead
| KRUPICKA | Non-lead - Copper | On site inspection only | Non-lead - Copper | No | On site inspection only | Other/non-residential | [9 empty] | Non-Lead
| EL TULE TAQUERIA | Non-lead - Copper | On site inspection only | Non-lead - Copper | No | On site inspection only | Other/non-residential | [9 empty] | Non-Lead
| ALAGOZ | Non-lead - Copper | On site inspection only | Non-lead - Copper | No | On site inspection only | Other/non-residential | [9 empty] | Non-Lead
| ELMERS RESTAURANT INC | Non-lead - 2+ inches | On site inspection only | Non-lead - Copper | No | On site inspection only | Other/non-residential | [9 empty] | Non-Lead
| ELMERS RESTAURANT INC (FS) | Non-lead - Other | On site inspection only | Non-lead - Other | No | On site inspection only | Other/non-residential | [9 empty] | Non-Lead
| ELMERS RESTAURANT INC (SP) | Non-lead - Copper | On site inspection only | Non-lead - Plastic | No | On site inspection only | Other/non-residential | [9 empty] | Non-Lead
| EMERALD GARDEN OF WOODBURN (FS) | Non-lead - Other | On site inspection only | Non-lead - Other | No | On site inspection only | Other/non-residential | [9 empty] | Non-Lead
| END ZONE SPORTS BAR & GRILL | Non-lead - Copper | On site inspection only | Non-lead - Copper | No | On site inspection only | Other/non-residential | [9 empty] | Non-Lead
| ENGLE & SCHMIDTMAN | Non-lead - Copper | On site inspection only | Non-lead - Copper | No | On site inspection only | Other/non-residential | [9 empty] | Non-Lead
| ESTATES REALTY | Non-lead - Copper | On site inspection only | Non-lead - Copper | No | On site inspection only | Other/non-residential | [9 empty] | Non-Lead
| EVERGREEN ESTATES NURSING & REHAB CENTER LLC | Non-lead - 2+ inches | On site inspection only | Non-lead - 2+ inches | No | On site inspection only | Other/non-residential | [9 empty] | Non-Lead
| EVERGREEN ESTATES NURSING & REHAB CENTER LLC (FS) | Non-lead - Other | On site inspection only | Non-lead - Other | No | On site inspection only | Other/non-residential | [9 empty] | Non-Lead
| EVERGREEN ESTATES NURSING & REHAB CENTER LLC (SP) | Non-lead - Copper | On site inspection only | Non-lead - Plastic | No | On site inspection only | Other/non-residential | [9 empty] | Non-Lead
| EVERGREEN MEADOWS (SP) | Non-lead - Copper | On site inspection only | Non-lead - Plastic | No | On site inspection only | Other/non-residential | [9 empty] | Non-Lead
| EVERGREEN MEADOWS (SP) | Non-lead - Copper | On site inspection only | Non-lead - Plastic | No | On site inspection only | Other/non-residential | [9 empty] | Non-Lead
| EZEQUIEL LABOR CONTRACTOR | Non-lead - Copper | On site inspection only | Non-lead - Copper | No | On site inspection only | Other/non-residential | [9 empty] | Non-Lead
| EZEQUIEL LABOR CONTRACTOR | Non-lead - Copper | On site inspection only | Non-lead - Copper | No | On site inspection only | Other/non-residential | [9 empty] | Non-Lead
| FARMWORKER HOUSING DEV | Non-lead - Copper | On site inspection only | Non-lead - Copper | No | On site inspection only | Other/non-residential | [9 empty] | Non-Lead
| FARMWORKER HOUSING DEV | Non-lead - Copper | On site inspection only | Non-lead - Copper | No | On site inspection only | Other/non-residential | [9 empty] | Non-Lead
| FARMWORKER HOUSING DEV (SP) | Non-lead - Copper | On site inspection only | Non-lead - Plastic | No | On site inspection only | Other/non-residential | [9 empty] | Non-Lead
| FARMWORKER HOUSING DEV (SP) | Non-lead - Copper | On site inspection only | Non-lead - Plastic | No | On site inspection only | Other/non-residential | [9 empty] | Non-Lead
| LOPEZ | Non-lead - Copper | On site inspection only | Non-lead - Copper | No | On site inspection only | Other/non-residential | [9 empty] | Non-Lead
| FINNS AUTO RESTORATION | Non-lead - Copper | On site inspection only | Non-lead - Copper | No | On site inspection only | Other/non-residential | [9 empty] | Non-Lead
| FLEET SALES WEST | Non-lead - Copper | On site inspection only | Non-lead - Copper | No | On site inspection only | Other/non-residential | [9 empty] | Non-Lead
| FLEET SALES WEST (SP) | Non-lead - Copper | On site inspection only | Non-lead - Plastic | No | On site inspection only | Other/non-residential | [9 empty] | Non-Lead
| FLEETWOOD HOMES INC | Non-lead - Copper | On site inspection only | Non-lead - Copper | No | On site inspection only | Other/non-residential | [9 empty] | Non-Lead
| FLEETWOOD HOMES INC | Non-lead - Copper | On site inspection only | Non-lead - Copper | No | On site inspection only | Other/non-residential | [9 empty] | Non-Lead
| FLEETWOOD HOMES INC (FS) | Non-lead - Other | On site inspection only | Non-lead - Other | No | On site inspection only | Other/non-residential | [9 empty] | Non-Lead
| FLEETWOOD HOMES INC (FS) | Non-lead - Other | On site inspection only | Non-lead - Other | No | On site inspection only | Other/non-residential | [9 empty] | Non-Lead
| FLOMER FURNITURE | Non-lead - Copper | On site inspection only | Non-lead - Copper | No | On site inspection only | Other/non-residential | [9 empty] | Non-Lead
| FLOMER FURNITURE | Non-lead - Copper | On site inspection only | Non-lead - Copper | No | On site inspection only | Other/non-residential | [9 empty] | Non-Lead
| FOOD SERVICES OF AMERICA | Non-lead - 2+ inches | On site inspection only | Non-lead - 2+ inches | No | On site inspection only | Other/non-residential | [9 empty] | Non-Lead
| FOOD SERVICES OF AMERICA (FS) | Non-lead - Other | On site inspection only | Non-lead - Other | No | On site inspection only | Other/non-residential | [9 empty] | Non-Lead
| FORKLIFT HEADQUARTERS INC | Non-lead - Copper | On site inspection only | Non-lead - Copper | No | On site inspection only | Other/non-residential | [9 empty] | Non-Lead
| FORKLIFT HEADQUARTERS INC (FS) | Non-lead - Other | On site inspection only | Non-lead - Other | No | On site inspection only | Other/non-residential | [9 empty] | Non-Lead
| FOURSOM CORPORATION | Non-lead - Copper | On site inspection only | Non-lead - Copper | No | On site inspection only | Other/non-residential | [9 empty] | Non-Lead
| FRENCH PRAIRIE MIDDLE | Non-lead - Other | On site inspection only | Non-lead - Other | No | On site inspection only | Other/non-residential | [9 empty] | Non-Lead
| FRUTERIA EL RECODO | Non-lead - Copper | On site inspection only | Non-lead - Copper | No | On site inspection only | Other/non-residential | [9 empty] | Non-Lead
| FUSION | Non-lead - 2+ inches | On site inspection only | Non-lead - 2+ inches | No | On site inspection only | Other/non-residential | [9 empty] | Non-Lead
| FUSION (FS) | Non-lead - Other | On site inspection only | Non-lead - Other | No | On site inspection only | Other/non-residential | [9 empty] | Non-Lead
| GEM EQUIPMENT INC | Non-lead - 2+ inches | On site inspection only | Non-lead - 2+ inches | No | On site inspection only | Other/non-residential | [9 empty] | Non-Lead
| GOODWILL INDUSTRIES | Non-lead - 2+ inches | On site inspection only | Non-lead - 2+ inches | No | On site inspection only | Other/non-residential | [9 empty] | Non-Lead
| GOODWILL INDUSTRIES (FS) | Non-lead - Other | On site inspection only | Non-lead - Other | No | On site inspection only | Other/non-residential | [9 empty] | Non-Lead
| GOODWILL INDUSTRIES (SP) | Non-lead - 2+ inches | On site inspection only | Non-lead - 2+ inches | No | On site inspection only | Other/non-residential | [9 empty] | Non-Lead
| GOOSE HOLLOW HOA | Non-lead - Copper | On site inspection only | Non-lead - Copper | No | On site inspection only | Other/non-residential | [9 empty] | Non-Lead
| GOOSE HOLLOW HOA (SP) | Non-lead - Copper | On site inspection only | Non-lead - Plastic | No | On site inspection only | Other/non-residential | [9 empty] | Non-Lead
| GRACE POINT CONTRACTING LLC | Non-lead - Copper | On site inspection only | Non-lead - Copper | No | On site inspection only | Other/non-residential | [9 empty] | Non-Lead
| GRANYTE LLC | Non-lead - Copper | On site inspection only | Non-lead - Copper | No | On site inspection only | Other/non-residential | [9 empty] | Non-Lead
| GRANYTE LLC (FS) | Non-lead - Other | On site inspection only | Non-lead - Other | No | On site inspection only | Other/non-residential | [9 empty] | Non-Lead
| GRANYTE LLC (SP) | Non-lead - Copper | On site inspection only | Non-lead - Plastic | No | On site inspection only | Other/non-residential | [9 empty] | Non-Lead
| GRATING PACIFIC LLC | Non-lead - Copper | On site inspection only | Non-lead - Copper | No | On site inspection only | Other/non-residential | [9 empty] | Non-Lead
| GRATING PACIFIC LLC (FS) | Non-lead - Other | On site inspection only | Non-lead - Other | No | On site inspection only | Other/non-residential | [9 empty] | Non-Lead
| GRATING PACIFIC LLC (FS) | Non-lead - Other | On site inspection only | Non-lead - Other | No | On site inspection only | Other/non-residential | [9 empty] | Non-Lead
| GRATING PACIFIC LLC (SP) | Non-lead - Copper | On site inspection only | Non-lead - Plastic | No | On site inspection only | Other/non-residential | [9 empty] | Non-Lead
| GRATING PACIFIC, LLC | Non-lead - Copper | On site inspection only | Non-lead - Copper | No | On site inspection only | Other/non-residential | [9 empty] | Non-Lead
| GRATING PACIFIC, LLC (SP) | Non-lead - Copper | On site inspection only | Non-lead - Plastic | No | On site inspection only | Other/non-residential | [9 empty] | Non-Lead
| GW HARDWARE INC | Non-lead - Copper | On site inspection only | Non-lead - Copper | No | On site inspection only | Other/non-residential | [9 empty] | #REF!
| HARVARD MEADOWS (FS) | Non-lead - Other | On site inspection only | Non-lead - Other | No | On site inspection only | Other/non-residential | [9 empty] | Non-Lead
| HARVARD MEADOWS (SP) | Non-lead - Copper | On site inspection only | Non-lead - Plastic | No | On site inspection only | Other/non-residential | [9 empty] | Non-Lead
| HARVARD MEADOWS (SP) | Non-lead - Copper | On site inspection only | Non-lead - Plastic | No | On site inspection only | Other/non-residential | [9 empty] | Non-Lead
| HARVARD MEADOWS (SP) | Non-lead - Copper | On site inspection only | Non-lead - Plastic | No | On site inspection only | Other/non-residential | [9 empty] | Non-Lead
| HARVARD MEADOWS (SP) | Non-lead - Copper | On site inspection only | Non-lead - Plastic | No | On site inspection only | Other/non-residential | [9 empty] | Non-Lead
| HENRYS FARM HOA (SP) | Non-lead - Copper | On site inspection only | Non-lead - Plastic | No | On site inspection only | Other/non-residential | [9 empty] | Non-Lead
| HERITAGE ELEMENTARY - SCHOOL MODULE | Non-lead - 2+ inches | On site inspection only | Non-lead - 2+ inches | No | On site inspection only | Other/non-residential | [9 empty] | Non-Lead
| HERITAGE ELEMENTARY / VALOR MIDDLE | Non-lead - 2+ inches | On site inspection only | Non-lead - 2+ inches | No | On site inspection only | Other/non-residential | [9 empty] | Non-Lead
| HERITAGE ELEMENTARY / VALOR MIDDLE (FS) | Non-lead - Other | On site inspection only | Non-lead - Other | No | On site inspection only | Other/non-residential | [9 empty] | Non-Lead
| HERITAGE PARK MAIN HOA (SP) | Non-lead - Copper | On site inspection only | Non-lead - Plastic | No | On site inspection only | Other/non-residential | [9 empty] | Non-Lead
| HERITAGE PARK MAIN HOA (SP) | Non-lead - Copper | On site inspection only | Non-lead - Plastic | No | On site inspection only | Other/non-residential | [9 empty] | Non-Lead
| HERITAGE PARK MAIN HOA (SP) | Non-lead - Copper | On site inspection only | Non-lead - Plastic | No | On site inspection only | Other/non-residential | [9 empty] | Non-Lead
| HIGH SCHOOL | Non-lead - Other | On site inspection only | Non-lead - Other | No | On site inspection only | Other/non-residential | [9 empty] | Non-Lead
| HIGH SCHOOL | Non-lead - Copper | On site inspection only | Non-lead - Copper | No | On site inspection only | Other/non-residential | [9 empty] | Non-Lead
| HIGH SCHOOL (BALL FIELD) | Non-lead - Copper | On site inspection only | Non-lead - Copper | No | On site inspection only | Other/non-residential | [9 empty] | Non-Lead
| HIGH SCHOOL (FS) | Non-lead - Other | On site inspection only | Non-lead - Other | No | On site inspection only | Other/non-residential | [9 empty] | Non-Lead
| HIGH SCHOOL (RESTROOMS) | Non-lead - Copper | On site inspection only | Non-lead - Plastic | No | On site inspection only | Other/non-residential | [9 empty] | Non-Lead
| HIGH SCHOOL (SCHOOL MODULE) | Non-lead - Other | On site inspection only | Non-lead - Other | No | On site inspection only | Other/non-residential | [9 empty] | Non-Lead
| HIGH SCHOOL (SP) | Non-lead - 2+ inches | On site inspection only | Non-lead - Plastic | No | On site inspection only | Other/non-residential | [9 empty] | Non-Lead
| HIGH SCHOOL (TENNIS COURT) | Non-lead - Copper | On site inspection only | Non-lead - Copper | No | On site inspection only | Other/non-residential | [9 empty] | Non-Lead
| HONEY LLC | Non-lead - 2+ inches | On site inspection only | Non-lead - 2+ inches | No | On site inspection only | Other/non-residential | [9 empty] | Non-Lead
| HONEY LLC (FS) | Non-lead - Other | On site inspection only | Non-lead - Other | No | On site inspection only | Other/non-residential | [9 empty] | Non-Lead
| HOUSE OF PIPES | Non-lead - Copper | On site inspection only | Non-lead - Copper | No | On site inspection only | Other/non-residential | [9 empty] | Non-Lead
| HUERTA'S CAR DETAILING LLC | Non-lead - Copper | On site inspection only | Non-lead - Copper | No | On site inspection only | Other/non-residential | [9 empty] | Non-Lead
| HYLA REGILLA INVESTMENSTS LLC | Non-lead - Copper | On site inspection only | Non-lead - Copper | No | On site inspection only | Other/non-residential | [9 empty] | Non-Lead
| INDUSTRIAL WELDING SUPPLY INC | Non-lead - Copper | On site inspection only | Non-lead - Copper | No | On site inspection only | Other/non-residential | [9 empty] | Non-Lead
| INDUSTRIAL WELDING SUPPLY INC (SP) | Non-lead - Copper | On site inspection only | Non-lead - Plastic | No | On site inspection only | Other/non-residential | [9 empty] | Non-Lead
| IRONWOOD AT TUKWILA HOA (SP) | Non-lead - Copper | On site inspection only | Non-lead - Plastic | No | On site inspection only | Other/non-residential | [9 empty] | Non-Lead
| IRONWOOD AT TUKWILA HOA (SP) | Non-lead - Copper | On site inspection only | Non-lead - Plastic | No | On site inspection only | Other/non-residential | [9 empty] | Non-Lead
| ITIEL'S CARPORTS & METAL BUILDINGS, LLC | Non-lead - Copper | On site inspection only | Non-lead - Copper | No | On site inspection only | Other/non-residential | [9 empty] | Non-Lead
| IVANOV | Non-lead - Copper | On site inspection only | Non-lead - Copper | No | On site inspection only | Other/non-residential | [9 empty] | Non-Lead
| IVANOV (FS) | Non-lead - 2+ inches | On site inspection only | Non-lead - 2+ inches | No | On site inspection only | Other/non-residential | [9 empty] | Non-Lead
| J & B LIQUIDATORS DBA WHEELER DEALER | Non-lead - Copper | On site inspection only | Non-lead - Copper | No | On site inspection only | Other/non-residential | [9 empty] | Non-Lead
| J. ENRIQUE MARQUEZ GUTIERREZ | Non-lead - Copper | On site inspection only | Non-lead - Copper | No | On site inspection only | Other/non-residential | [9 empty] | Non-Lead
| JACK IN THE BOX | Non-lead - Copper | On site inspection only | Non-lead - Copper | No | On site inspection only | Other/non-residential | [9 empty] | Non-Lead
| JAIME G & GISELA PEREA LOPEZ | Non-lead - Copper | On site inspection only | Non-lead - Copper | No | On site inspection only | Other/non-residential | [9 empty] | Non-Lead
| TOSCANO | Non-lead - Copper | On site inspection only | Non-lead - Copper | No | On site inspection only | Other/non-residential | [9 empty] | Non-Lead
| JAVIS FURNITURE | Non-lead - Copper | On site inspection only | Non-lead - Copper | No | On site inspection only | Other/non-residential | [9 empty] | Non-Lead
| GRIGORIEFF | Non-lead - Copper | On site inspection only | Non-lead - Copper | No | On site inspection only | Other/non-residential | [9 empty] | Non-Lead
| BECK | Non-lead - Copper | On site inspection only | Non-lead - Plastic | No | On site inspection only | Other/non-residential | [9 empty] | Non-Lead
| VALVERDE | Non-lead - Copper | On site inspection only | Non-lead - Copper | No | On site inspection only | Other/non-residential | [9 empty] | Non-Lead
| KLISTOFF | Non-lead - Copper | On site inspection only | Non-lead - Copper | No | On site inspection only | Other/non-residential | [9 empty] | Non-Lead
| SANCHEZ-ORTIZ | Non-lead - Copper | On site inspection only | Non-lead - Copper | No | On site inspection only | Other/non-residential | [9 empty] | Non-Lead
| DYKSTRA (SP) | Non-lead - Copper | On site inspection only | Non-lead - Plastic | No | On site inspection only | Other/non-residential | [9 empty] | Non-Lead
| KAISKY, LLC. | Non-lead - Copper | On site inspection only | Non-lead - Copper | No | On site inspection only | Other/non-residential | [9 empty] | Non-Lead
| KENDALL HORN DMD | Non-lead - Copper | On site inspection only | Non-lead - Copper | No | On site inspection only | Other/non-residential | [9 empty] | Non-Lead
| KENDALL HORN DMD (SP) | Non-lead - Copper | On site inspection only | Non-lead - Plastic | No | On site inspection only | Other/non-residential | [9 empty] | Non-Lead
| KENTUCKY FRIED CHICKEN | Non-lead - Copper | On site inspection only | Non-lead - Copper | No | On site inspection only | Other/non-residential | [9 empty] | Non-Lead
| KENTUCKY FRIED CHICKEN (SP) | Non-lead - Copper | On site inspection only | Non-lead - Plastic | No | On site inspection only | Other/non-residential | [9 empty] | Non-Lead
| KEY BANK | Non-lead - Copper | On site inspection only | Non-lead - Copper | No | On site inspection only | Other/non-residential | [9 empty] | Non-Lead
| KEY BANK (SP) | Non-lead - Copper | On site inspection only | Non-lead - Plastic | No | On site inspection only | Other/non-residential | [9 empty] | Non-Lead
| KHOURY DEVELOPMENT LLC | Non-lead - 2+ inches | On site inspection only | Non-lead - 2+ inches | No | On site inspection only | Other/non-residential | [9 empty] | Non-Lead
| KHOURY DEVELOPMENT LLC (FS) | Non-lead - Other | On site inspection only | Non-lead - Other | No | On site inspection only | Other/non-residential | [9 empty] | Non-Lead
| KHOURY DEVELOPMENT LLC (FS) | Non-lead - Other | On site inspection only | Non-lead - Other | No | On site inspection only | Other/non-residential | [9 empty] | Non-Lead
| KHOURY DEVELOPMENT LLC (SP) | Non-lead - Copper | On site inspection only | Non-lead - Plastic | No | On site inspection only | Other/non-residential | [9 empty] | Non-Lead
| KOA ADVENTURES LLC | Non-lead - 2+ inches | On site inspection only | Non-lead - 2+ inches | No | On site inspection only | Other/non-residential | [9 empty] | Non-Lead
| KOA ADVENTURES LLC | Non-lead - Copper | On site inspection only | Non-lead - Copper | No | On site inspection only | Other/non-residential | [9 empty] | Non-Lead
| KOA ADVENTURES LLC (SP) | Non-lead - Copper | On site inspection only | Non-lead - Plastic | No | On site inspection only | Other/non-residential | [9 empty] | Non-Lead
| KOA ADVENTURES LLC (SP) | Non-lead - Copper | On site inspection only | Non-lead - Plastic | No | On site inspection only | Other/non-residential | [9 empty] | Non-Lead
| KRUPICKA (SP) | Non-lead - Copper | On site inspection only | Non-lead - Plastic | No | On site inspection only | Other/non-residential | [9 empty] | Non-Lead
| KUSTOM KREATIONS OF OREGON | Non-lead - Copper | On site inspection only | Non-lead - Copper | No | On site inspection only | Other/non-residential | [9 empty] | Non-Lead
| KUSTOM KREATIONS OF OREGON (FS) | Non-lead - Other | On site inspection only | Non-lead - Other | No | On site inspection only | Other/non-residential | [9 empty] | Non-Lead
| LA DONA FOODS INC | Non-lead - Copper | On site inspection only | Non-lead - Copper | No | On site inspection only | Other/non-residential | [9 empty] | Non-Lead
| LA MORENITA TORTILLERIA | Non-lead - Copper | On site inspection only | Non-lead - Copper | No | On site inspection only | Other/non-residential | [9 empty] | Non-Lead
| LA PARRANDA NIGHT CLUB | Non-lead - Copper | On site inspection only | Non-lead - Copper | No | On site inspection only | Other/non-residential | [9 empty] | Non-Lead
| LA QUINTA INN & SUITES | Non-lead - 2+ inches | On site inspection only | Non-lead - 2+ inches | No | On site inspection only | Other/non-residential | [9 empty] | Non-Lead
| LA QUINTA INN & SUITES (FS) | Non-lead - Other | On site inspection only | Non-lead - Other | No | On site inspection only | Other/non-residential | [9 empty] | Non-Lead
| LA QUINTA INN & SUITES (SP) | Non-lead - Copper | On site inspection only | Non-lead - Plastic | No | On site inspection only | Other/non-residential | [9 empty] | Non-Lead
| LANDLORD: BRICE INVESTMENT REALTY | Non-lead - Copper | On site inspection only | Non-lead - Copper | No | On site inspection only | Other/non-residential | [9 empty] | Non-Lead
| LAS ISLAS | Non-lead - Copper | On site inspection only | Non-lead - Copper | No | On site inspection only | Other/non-residential | [9 empty] | Non-Lead
| FLORES-F | Non-lead - Copper | On site inspection only | Non-lead - Copper | No | On site inspection only | Other/non-residential | [9 empty] | Non-Lead
| LEASE CRUTCHER LEWIS | Non-lead - Copper | On site inspection only | Non-lead - Plastic | No | On site inspection only | Other/non-residential | [9 empty] | Non-Lead
| LENNAR NW INC (SP) | Non-lead - Copper | On site inspection only | Non-lead - Plastic | No | On site inspection only | Other/non-residential | [9 empty] | Non-Lead
| MILLER | Non-lead - 2+ inches | On site inspection only | Non-lead - 2+ inches | No | On site inspection only | Other/non-residential | [9 empty] | Non-Lead
| LIL BIT DISTILLERY INC | Non-lead - 2+ inches | On site inspection only | Non-lead - 2+ inches | No | On site inspection only | Other/non-residential | [9 empty] | Non-Lead
| GIRON-MORALES | Non-lead - Copper | On site inspection only | Non-lead - Copper | No | On site inspection only | Other/non-residential | [9 empty] | Non-Lead
| LINCOLN ELEMENTARY | Non-lead - Other | On site inspection only | Non-lead - Other | No | On site inspection only | Other/non-residential | [9 empty] | Non-Lead
| LINDAS FURNITURE | Non-lead - Copper | On site inspection only | Non-lead - Copper | No | On site inspection only | Other/non-residential | [9 empty] | Non-Lead
| LINKS AT TUKWILA HOA (SP) | Non-lead - Copper | On site inspection only | Non-lead - Plastic | No | On site inspection only | Other/non-residential | [9 empty] | Non-Lead
| LINKS AT TUKWILA HOA (SP) | Non-lead - Copper | On site inspection only | Non-lead - Plastic | No | On site inspection only | Other/non-residential | [9 empty] | Non-Lead
| LONG BROTHERS SUPPLY | Non-lead - Copper | On site inspection only | Non-lead - Copper | No | On site inspection only | Other/non-residential | [9 empty] | Non-Lead
| LONG BROTHERS SUPPLY | Non-lead - Copper | On site inspection only | Non-lead - Copper | No | On site inspection only | Other/non-residential | [9 empty] | Non-Lead
| LONG BROTHERS SUPPLY | Non-lead - Copper | On site inspection only | Non-lead - Copper | No | On site inspection only | Other/non-residential | [9 empty] | Non-Lead
| LOS CABOS MEXICAN RESTAURANT | Non-lead - Copper | On site inspection only | Non-lead - Copper | No | On site inspection only | Other/non-residential | [9 empty] | Non-Lead
| LOS HERMANOS CHAPIN INC | Non-lead - Copper | On site inspection only | Non-lead - Copper | No | On site inspection only | Other/non-residential | [9 empty] | Non-Lead
| LOS PANIAGUITAS PRODUCE INC. | Non-lead - Copper | On site inspection only | Non-lead - Copper | No | On site inspection only | Other/non-residential | [9 empty] | Non-Lead
| LOS PANIAGUITAS PRODUCE INC. (SP) | Non-lead - Copper | On site inspection only | Non-lead - Plastic | No | On site inspection only | Other/non-residential | [9 empty] | Non-Lead
| LOVES PASTELERIA MEXICAN BAKERY | Non-lead - Copper | On site inspection only | Non-lead - Copper | No | On site inspection only | Other/non-residential | [9 empty] | Non-Lead
| LOXCREEN COMPANY | Non-lead - Copper | On site inspection only | Non-lead - Copper | No | On site inspection only | Other/non-residential | [9 empty] | Non-Lead
| LOXCREEN COMPANY (FS) | Non-lead - Other | On site inspection only | Non-lead - Other | No | On site inspection only | Other/non-residential | [9 empty] | Non-Lead
| LUIS'S TAQUERIA LLC | Non-lead - Copper | On site inspection only | Non-lead - Copper | No | On site inspection only | Other/non-residential | [9 empty] | Non-Lead
| LUIS'S TAQUERIA LLC | Non-lead - Copper | On site inspection only | Non-lead - Copper | No | On site inspection only | Other/non-residential | [9 empty] | Non-Lead
| LUIS'S TAQUERIA LLC | Non-lead - Copper | On site inspection only | Non-lead - Copper | No | On site inspection only | Other/non-residential | [9 empty] | Non-Lead
| LUPITAS RESTAURANT | Non-lead - Copper | On site inspection only | Non-lead - Copper | No | On site inspection only | Other/non-residential | [9 empty] | Non-Lead
| LUPITAS RESTAURANT | Non-lead - Copper | On site inspection only | Non-lead - Copper | No | On site inspection only | Other/non-residential | [9 empty] | Non-Lead
| MACLAREN YOUTH CORRECTIONAL FACILITY | Non-lead - Other | On site inspection only | Non-lead - Other | No | On site inspection only | Other/non-residential | [9 empty] | Non-Lead
| MANNA NW LLC | Non-lead - 2+ inches | On site inspection only | Non-lead - 2+ inches | No | On site inspection only | Other/non-residential | [9 empty] | Non-Lead
| MANNA NW LLC (FS) | Non-lead - Other | On site inspection only | Non-lead - Other | No | On site inspection only | Other/non-residential | [9 empty] | Non-Lead
| MANNA NW LLC (SP) | Non-lead - Copper | On site inspection only | Non-lead - Plastic | No | On site inspection only | Other/non-residential | [9 empty] | Non-Lead
| VILLANUEVA | Non-lead - Copper | On site inspection only | Non-lead - Copper | No | On site inspection only | Other/non-residential | [9 empty] | Non-Lead
| RAMIREZ | Non-lead - Copper | On site inspection only | Non-lead - Copper | No | On site inspection only | Other/non-residential | [9 empty] | Non-Lead
| BARON | Non-lead - Copper | On site inspection only | Non-lead - Copper | No | On site inspection only | Other/non-residential | [9 empty] | Non-Lead
| RAMIREZ | Non-lead - Copper | On site inspection only | Non-lead - Copper | No | On site inspection only | Other/non-residential | [9 empty] | Non-Lead
| MARION CO HOUSING AUTHORITY | Non-lead - 2+ inches | On site inspection only | Non-lead - 2+ inches | No | On site inspection only | Other/non-residential | [9 empty] | Non-Lead
| MARION CO HOUSING AUTHORITY (SP) | Non-lead - Copper | On site inspection only | Non-lead - Plastic | No | On site inspection only | Other/non-residential | [9 empty] | Non-Lead
| MARION CO HOUSING AUTHORITY (SP) | Non-lead - Copper | On site inspection only | Non-lead - Plastic | No | On site inspection only | Other/non-residential | [9 empty] | Non-Lead
| MARION CO HOUSING AUTHORITY (SP) | Non-lead - Copper | On site inspection only | Non-lead - Plastic | No | On site inspection only | Other/non-residential | [9 empty] | Non-Lead
| MARION COUNTY HEALTH DEPARTMENT | Non-lead - Copper | On site inspection only | Non-lead - Copper | No | On site inspection only | Other/non-residential | [9 empty] | Non-Lead
| MARION COUNTY SCHOOL DISTRICT 103 | Non-lead - Copper | On site inspection only | Non-lead - Copper | No | On site inspection only | Other/non-residential | [9 empty] | Non-Lead
| MARION COUNTY SCHOOL DISTRICT 103 | Non-lead - Copper | On site inspection only | Non-lead - Copper | No | On site inspection only | Other/non-residential | [9 empty] | Non-Lead
| MARION POLK FOOD SHARE | Non-lead - Copper | On site inspection only | Non-lead - Plastic | No | On site inspection only | Other/non-residential | [9 empty] | Non-Lead
| MARION POLK SCHOOLS CREDIT UNION | Non-lead - Copper | On site inspection only | Non-lead - Copper | No | On site inspection only | Other/non-residential | [9 empty] | Non-Lead
| MARION POLK SCHOOLS CREDIT UNION (SP) | Non-lead - Copper | On site inspection only | Non-lead - Plastic | No | On site inspection only | Other/non-residential | [9 empty] | Non-Lead
| AHRE (SP) | Non-lead - Copper | On site inspection only | Non-lead - Plastic | No | On site inspection only | Other/non-residential | [9 empty] | Non-Lead
| MARQUIS PHYSICAL THERAPY PC | Non-lead - Copper | On site inspection only | Non-lead - Copper | No | On site inspection only | Other/non-residential | [9 empty] | Non-Lead
| OCHOA | Non-lead - Copper | On site inspection only | Non-lead - Copper | No | On site inspection only | Other/non-residential | [9 empty] | Non-Lead
| MARTINAZZI LLC | Non-lead - Copper | On site inspection only | Non-lead - Copper | No | On site inspection only | Other/non-residential | [9 empty] | Non-Lead
| MASTERY LEARNING INSTITUTE | Non-lead - Copper | On site inspection only | Non-lead - Copper | No | On site inspection only | Other/non-residential | [9 empty] | Non-Lead
| MASTERY LEARNING INSTITUTE (FS) | Non-lead - Other | On site inspection only | Non-lead - Other | No | On site inspection only | Other/non-residential | [9 empty] | Non-Lead
| MASTERY LEARNING INSTITUTE (SP) | Non-lead - Copper | On site inspection only | Non-lead - Plastic | No | On site inspection only | Other/non-residential | [9 empty] | Non-Lead
| MCCULLY REALTY | Non-lead - Copper | On site inspection only | Non-lead - Copper | No | On site inspection only | Other/non-residential | [9 empty] | Non-Lead
| MCDONALDS | Non-lead - Copper | On site inspection only | Non-lead - Copper | No | On site inspection only | Other/non-residential | [9 empty] | Non-Lead
| MCDONALDS | Non-lead - Copper | On site inspection only | Non-lead - Copper | No | On site inspection only | Other/non-residential | [9 empty] | Non-Lead
| MCDONALDS (FS) | Non-lead - Other | On site inspection only | Non-lead - Other | No | On site inspection only | Other/non-residential | [9 empty] | Non-Lead
| MCDONALDS (SP) | Non-lead - Copper | On site inspection only | Non-lead - Plastic | No | On site inspection only | Other/non-residential | [9 empty] | Non-Lead
| MCDONALDS (SP) | Non-lead - Copper | On site inspection only | Non-lead - Plastic | No | On site inspection only | Other/non-residential | [9 empty] | Non-Lead
| MEADOWS PROPERTY MGMT (SP) | Non-lead - Copper | On site inspection only | Non-lead - Plastic | No | On site inspection only | Other/non-residential | [9 empty] | Non-Lead
| MEADOWS PROPERTY MGMT (SP) | Non-lead - Copper | On site inspection only | Non-lead - Plastic | No | On site inspection only | Other/non-residential | [9 empty] | Non-Lead
| MEDINA'S TOWING LLC | Non-lead - Copper | On site inspection only | Non-lead - Copper | No | On site inspection only | Other/non-residential | [9 empty] | Non-Lead
| MEGA FOODS | Non-lead - Copper | On site inspection only | Non-lead - Copper | No | On site inspection only | Other/non-residential | [9 empty] | Non-Lead
| MEGA FOODS (FS) | Non-lead - Other | On site inspection only | Non-lead - Other | No | On site inspection only | Other/non-residential | [9 empty] | Non-Lead
| MENDENHALL INSURANCE | Non-lead - Copper | On site inspection only | Non-lead - Copper | No | On site inspection only | Other/non-residential | [9 empty] | Non-Lead
| MENDENHALL INSURANCE (SP) | Non-lead - Copper | On site inspection only | Non-lead - Plastic | No | On site inspection only | Other/non-residential | [9 empty] | Non-Lead
| MID CITY FORD | Non-lead - Copper | On site inspection only | Non-lead - Copper | No | On site inspection only | Other/non-residential | [9 empty] | Non-Lead
| MID CITY FORD (FS) | Non-lead - Other | On site inspection only | Non-lead - Other | No | On site inspection only | Other/non-residential | [9 empty] | Non-Lead
| MID CITY FORD (SP) | Non-lead - Copper | On site inspection only | Non-lead - Plastic | No | On site inspection only | Other/non-residential | [9 empty] | Non-Lead
| MID VALLEY COMMUNITY CHURCH | Non-lead - Copper | On site inspection only | Non-lead - Copper | No | On site inspection only | Other/non-residential | [9 empty] | Non-Lead
| MID VALLEY COMMUNITY CHURCH (SP) | Non-lead - Copper | On site inspection only | Non-lead - Plastic | No | On site inspection only | Other/non-residential | [9 empty] | Non-Lead
| MID VALLEY COMMUNITY CHURCH (SP) | Non-lead - Copper | On site inspection only | Non-lead - Plastic | No | On site inspection only | Other/non-residential | [9 empty] | Non-Lead
| MID-VALLEY AUTOBODY & SERVICE CENTER | Non-lead - Copper | On site inspection only | Non-lead - Copper | No | On site inspection only | Other/non-residential | [9 empty] | Non-Lead
| MID-VALLEY AUTOBODY & SERVICE CENTER (FS) | Non-lead - Other | On site inspection only | Non-lead - Other | No | On site inspection only | Other/non-residential | [9 empty] | Non-Lead
| MID-WILLAMETTE VALLEY COMMUNITY ACT | Non-lead - Copper | On site inspection only | Non-lead - Copper | No | On site inspection only | Other/non-residential | [9 empty] | Non-Lead
| BONILLA | Non-lead - Copper | On site inspection only | Non-lead - Copper | No | On site inspection only | Other/non-residential | [9 empty] | Non-Lead
| SAMOILOV | Non-lead - Copper | On site inspection only | Non-lead - Copper | No | On site inspection only | Other/non-residential | [9 empty] | Non-Lead
| MILLER FARM HOME OWNERS ASSOC | Non-lead - Copper | On site inspection only | Non-lead - Copper | No | On site inspection only | Other/non-residential | [9 empty] | Non-Lead
| MILLER FARM HOME OWNERS ASSOC (SP) | Non-lead - Copper | On site inspection only | Non-lead - Copper | No | On site inspection only | Other/non-residential | [9 empty] | Non-Lead
| MIO FOOT SPA LLC | Non-lead - Copper | On site inspection only | Non-lead - Copper | No | On site inspection only | Other/non-residential | [9 empty] | Non-Lead
| MIRANDA'S BAKERY | Non-lead - Copper | On site inspection only | Non-lead - Copper | No | On site inspection only | Other/non-residential | [9 empty] | Non-Lead
| MORALES | Non-lead - Copper | On site inspection only | Non-lead - Copper | No | On site inspection only | Other/non-residential | [9 empty] | Non-Lead
| MOLINA PROPERTIES LLC | Non-lead - Copper | On site inspection only | Non-lead - Copper | No | On site inspection only | Other/non-residential | [9 empty] | Non-Lead
| MOUNT ANGEL TRAINING CENTER (FS) | Non-lead - Copper | On site inspection only | Galvanized (Iron or Steel) | No | On site inspection only | Other/non-residential | [9 empty] | Non-Lead
| MPB LLC | Non-lead - Copper | On site inspection only | Non-lead - Copper | No | On site inspection only | Other/non-residential | [9 empty] | Non-Lead
| MPB LLC | Non-lead - Copper | On site inspection only | Non-lead - Copper | No | On site inspection only | Other/non-residential | [9 empty] | Non-Lead
| MPB LLC (SP) | Non-lead - Copper | On site inspection only | Non-lead - Plastic | No | On site inspection only | Other/non-residential | [9 empty] | Non-Lead
| MT HOOD STORAGE | Non-lead - Copper | On site inspection only | Non-lead - Copper | No | On site inspection only | Other/non-residential | [9 empty] | Non-Lead
| MT HOOD STORAGE (FS) | Non-lead - Other | On site inspection only | Non-lead - Other | No | On site inspection only | Other/non-residential | [9 empty] | Non-Lead
| MUFFLERS HITCHES & MORE | Non-lead - Copper | On site inspection only | Non-lead - Copper | No | On site inspection only | Other/non-residential | [9 empty] | Non-Lead
| N&S TRACTOR | Non-lead - Copper | On site inspection only | Non-lead - Copper | No | On site inspection only | Other/non-residential | [9 empty] | Non-Lead
| NAIV HOUSING LP (FS) | Non-lead - Other | On site inspection only | Non-lead - Other | No | On site inspection only | Other/non-residential | [9 empty] | Non-Lead
| NAIV HOUSING LP (SP) | Non-lead - 2+ inches | On site inspection only | Non-lead - 2+ inches | No | On site inspection only | Other/non-residential | [9 empty] | Non-Lead
| NELLIE MUIR ELEMENTARY | Non-lead - Copper | On site inspection only | Non-lead - Copper | No | On site inspection only | Other/non-residential | [9 empty] | Non-Lead
| NELSON FINANCIAL SERVICES | Non-lead - Copper | On site inspection only | Non-lead - Copper | No | On site inspection only | Other/non-residential | [9 empty] | Non-Lead
| NEWAVE TOWER COMPONENTS | Non-lead - Copper | On site inspection only | Non-lead - Copper | No | On site inspection only | Other/non-residential | [9 empty] | Non-Lead
| NEWAVE TOWER COMPONENTS (FS) | Non-lead - Other | On site inspection only | Non-lead - Other | No | On site inspection only | Other/non-residential | [9 empty] | Non-Lead
| NOBLE FOOD GROUP | Non-lead - Copper | On site inspection only | Non-lead - Copper | No | On site inspection only | Other/non-residential | [9 empty] | Non-Lead
| NORTHWEST HAZELNUT COMPANY | Non-lead - 2+ inches | On site inspection only | Non-lead - Copper | No | On site inspection only | Other/non-residential | [9 empty] | Non-Lead
| NORTHWOOD FAMILY CHIROPRACTIC | Non-lead - 2+ inches | On site inspection only | Non-lead - Copper | No | On site inspection only | Other/non-residential | [9 empty] | Non-Lead
| NOVA HEALTH | Non-lead - Copper | On site inspection only | Non-lead - Copper | No | On site inspection only | Other/non-residential | [9 empty] | Non-Lead
| NOVA HEALTH (SP) | Non-lead - Copper | On site inspection only | Non-lead - Plastic | No | On site inspection only | Other/non-residential | [9 empty] | Non-Lead
| NOVERA LLC | Non-lead - 2+ inches | On site inspection only | Non-lead - 2+ inches | No | On site inspection only | Other/non-residential | [9 empty] | Non-Lead
| NOVERA LLC (FS) | Non-lead - Other | On site inspection only | Non-lead - Other | No | On site inspection only | Other/non-residential | [9 empty] | Non-Lead
| NUEVO AMANECER (FS) | Non-lead - Other | On site inspection only | Non-lead - Other | No | On site inspection only | Other/non-residential | [9 empty] | Non-Lead
| NUEVO AMANECER (SP) | Non-lead - 2+ inches | On site inspection only | Non-lead - Plastic | No | On site inspection only | Other/non-residential | [9 empty] | Non-Lead
| NUTRICION CELLULAR | Non-lead - Copper | On site inspection only | Non-lead - Copper | No | On site inspection only | Other/non-residential | [9 empty] | Non-Lead
| NW COATING SYSTEM | Non-lead - Copper | On site inspection only | Non-lead - Copper | No | On site inspection only | Other/non-residential | [9 empty] | Non-Lead
| NW SENIOR & DISABILITY SERVICES | Non-lead - Copper | On site inspection only | Non-lead - Copper | No | On site inspection only | Other/non-residential | [9 empty] | Non-Lead
| NW SENIOR & DISABILITY SERVICES (SP) | Non-lead - Copper | On site inspection only | Non-lead - Plastic | No | On site inspection only | Other/non-residential | [9 empty] | Non-Lead
| OG TREATS CORPORATION | Non-lead - Copper | On site inspection only | Non-lead - Copper | No | On site inspection only | Other/non-residential | [9 empty] | Non-Lead
| OGA GOLF COURSE INC | Non-lead - Copper | On site inspection only | Non-lead - Copper | No | On site inspection only | Other/non-residential | [9 empty] | Non-Lead
| OGA GOLF COURSE INC (FS) | Non-lead - Other | On site inspection only | Non-lead - Other | No | On site inspection only | Other/non-residential | [9 empty] | Non-Lead
| OGA GOLF COURSE INC-RR | Non-lead - Copper | On site inspection only | Non-lead - Copper | No | On site inspection only | Other/non-residential | [9 empty] | Non-Lead
| OGA PROPERTIES INC | Non-lead - 2+ inches | On site inspection only | Non-lead - 2+ inches | No | On site inspection only | Other/non-residential | [9 empty] | Non-Lead
| OGA PROPERTIES INC (SP) | Non-lead - Copper | On site inspection only | Non-lead - Plastic | No | On site inspection only | Other/non-residential | [9 empty] | Non-Lead
| ORCHARD GREEN HOA | Non-lead - Copper | On site inspection only | Non-lead - Copper | No | On site inspection only | Other/non-residential | [9 empty] | Non-Lead
| ORCHARD GREEN HOA (SP) | Non-lead - Copper | On site inspection only | Non-lead - Plastic | No | On site inspection only | Other/non-residential | [9 empty] | Non-Lead
| OREGON CHILD DEVELOPMENT COALITION | Non-lead - 2+ inches | On site inspection only | Non-lead - 2+ inches | No | On site inspection only | Other/non-residential | [9 empty] | Non-Lead
| OREGON CHILD DEVELOPMENT COALITION | Non-lead - Copper | On site inspection only | Non-lead - Copper | No | On site inspection only | Other/non-residential | [9 empty] | Non-Lead
| OREGON CHILD DEVELOPMENT COALITION (FS) | Non-lead - Other | On site inspection only | Non-lead - Other | No | On site inspection only | Other/non-residential | [9 empty] | Non-Lead
| OREGON CHILD DEVELOPMENT COALITION (SP) | Non-lead - Copper | On site inspection only | Non-lead - Plastic | No | On site inspection only | Other/non-residential | [9 empty] | Non-Lead
| OREGON DEPT OF TRANSPORTATION 2201 | Non-lead - 2+ inches | On site inspection only | Non-lead - 2+ inches | No | On site inspection only | Other/non-residential | [9 empty] | Non-Lead
| OREGON LAW CENTER | Non-lead - Copper | On site inspection only | Non-lead - Copper | No | On site inspection only | Other/non-residential | [9 empty] | Non-Lead
| OREGON MILITARY DEPARTMENT | Non-lead - 2+ inches | On site inspection only | Non-lead - 2+ inches | No | On site inspection only | Other/non-residential | [9 empty] | Non-Lead
| OREGON PACIFIC CONSTRUCTION | Non-lead - Copper | On site inspection only | Non-lead - Copper | No | On site inspection only | Other/non-residential | [9 empty] | Non-Lead
| OREGON STATE CREDIT UNION | Non-lead - Copper | On site inspection only | Non-lead - Copper | No | On site inspection only | Other/non-residential | [9 empty] | Non-Lead
| OREGON STATE CREDIT UNION (SP) | Non-lead - Copper | On site inspection only | Non-lead - Plastic | No | On site inspection only | Other/non-residential | [9 empty] | Non-Lead
| OREILLY AUTO PARTS INC | Non-lead - Copper | On site inspection only | Non-lead - Copper | No | On site inspection only | Other/non-residential | [9 empty] | Non-Lead
| OREILLY AUTO PARTS INC | Non-lead - Copper | On site inspection only | Non-lead - Copper | No | On site inspection only | Other/non-residential | [9 empty] | Non-Lead
| PACIFIC AUTO LLC | Non-lead - Copper | On site inspection only | Non-lead - Copper | No | On site inspection only | Other/non-residential | [9 empty] | Non-Lead
| PACIFIC LIVING CENTERS NORTH LLC (FS) | Non-lead - Other | On site inspection only | Non-lead - Other | No | On site inspection only | Other/non-residential | [9 empty] | Non-Lead
| PACIFIC LIVING CENTERS NORTH LLC (SP) | Non-lead - Copper | On site inspection only | Non-lead - Plastic | No | On site inspection only | Other/non-residential | [9 empty] | Non-Lead
| PACIFIC REALTY ASSOCIATION | Non-lead - 2+ inches | On site inspection only | Non-lead - 2+ inches | No | On site inspection only | Other/non-residential | [9 empty] | Non-Lead
| PACIFIC REALTY ASSOCIATION (FS) | Non-lead - Other | On site inspection only | Non-lead - Other | No | On site inspection only | Other/non-residential | [9 empty] | Non-Lead
| PACIFIC REALTY ASSOCIATION (SP) | Non-lead - 2+ inches | On site inspection only | Non-lead - Plastic | No | On site inspection only | Other/non-residential | [9 empty] | Non-Lead
| PACMET INC | Non-lead - 2+ inches | On site inspection only | Non-lead - 2+ inches | No | On site inspection only | Other/non-residential | [9 empty] | Non-Lead
| PACMET INC (SP) | Non-lead - Copper | On site inspection only | Non-lead - Plastic | No | On site inspection only | Other/non-residential | [9 empty] | Non-Lead
| PANOR 360 (FS) | Non-lead - Other | On site inspection only | Non-lead - Other | No | On site inspection only | Other/non-residential | [9 empty] | Non-Lead
| PARADISE POINT HOA (SP) | Non-lead - Copper | On site inspection only | Non-lead - Plastic | No | On site inspection only | Other/non-residential | [9 empty] | Non-Lead
| PARADISE POINT HOA (SP) | Non-lead - Copper | On site inspection only | Non-lead - Plastic | No | On site inspection only | Other/non-residential | [9 empty] | Non-Lead
| PENDOV | Non-lead - Copper | On site inspection only | Non-lead - Copper | No | On site inspection only | Other/non-residential | [9 empty] | Non-Lead
| PERSONAL TOUCH CAR WASH OF WOODBURN | Non-lead - 2+ inches | On site inspection only | Non-lead - 2+ inches | No | On site inspection only | Other/non-residential | [9 empty] | Non-Lead
| PGE FACILITY MGMT | Non-lead - 2+ inches | On site inspection only | Non-lead - 2+ inches | No | On site inspection only | Other/non-residential | [9 empty] | Non-Lead
| PGE FACILITY MGMT (FS) | Non-lead - Other | On site inspection only | Non-lead - Other | No | On site inspection only | Other/non-residential | [9 empty] | Non-Lead
| PGE FACILITY MGMT (SP) | Non-lead - Copper | On site inspection only | Non-lead - Plastic | No | On site inspection only | Other/non-residential | [9 empty] | Non-Lead
| PINNACLE PREMIX | Non-lead - Copper | On site inspection only | Non-lead - Copper | No | On site inspection only | Other/non-residential | [9 empty] | Non-Lead
| PINNACLE PREMIX (FS) | Non-lead - Other | On site inspection only | Non-lead - Other | No | On site inspection only | Other/non-residential | [9 empty] | Non-Lead
| PINNACLE PREMIX (SP) | Non-lead - Copper | On site inspection only | Non-lead - Plastic | No | On site inspection only | Other/non-residential | [9 empty] | Non-Lead
| PIZZA HUT | Non-lead - Copper | On site inspection only | Non-lead - Copper | No | On site inspection only | Other/non-residential | [9 empty] | Non-Lead
| PRINCIPE DE PAZ | Non-lead - Copper | On site inspection only | Non-lead - Copper | No | On site inspection only | Other/non-residential | [9 empty] | Non-Lead
| PVA HOLDINGS LLC (FS) | Non-lead - Other | On site inspection only | Non-lead - Other | No | On site inspection only | Other/non-residential | [9 empty] | Non-Lead
| PVA HOLDINGS LLC (SP) | Non-lead - 2+ inches | On site inspection only | Non-lead - Plastic | No | On site inspection only | Other/non-residential | [9 empty] | Non-Lead
| RAVEN INN | Non-lead - Copper | On site inspection only | Non-lead - Copper | No | On site inspection only | Other/non-residential | [9 empty] | Non-Lead
| REALITY HOMES | Non-lead - Copper | On site inspection only | Non-lead - Copper | No | On site inspection only | Other/non-residential | [9 empty] | Non-Lead
| RED ROBIN | Non-lead - Copper | On site inspection only | Non-lead - Copper | No | On site inspection only | Other/non-residential | [9 empty] | Non-Lead
| RED ROBIN (FS) | Non-lead - 2+ inches | On site inspection only | Non-lead - 2+ inches | No | On site inspection only | Other/non-residential | [9 empty] | Non-Lead
| RENAISSANCE RESERVE HOA (SP) | Non-lead - 2+ inches | On site inspection only | Non-lead - Plastic | No | On site inspection only | Other/non-residential | [9 empty] | Non-Lead
| RENT A CENTER | Non-lead - Copper | On site inspection only | Non-lead - Copper | No | On site inspection only | Other/non-residential | [9 empty] | Non-Lead
| MIDURA (FS) | Non-lead - 2+ inches | On site inspection only | Non-lead - 2+ inches | No | On site inspection only | Other/non-residential | [9 empty] | Non-Lead
| MIDURA (SP) | Non-lead - Copper | On site inspection only | Non-lead - Plastic | No | On site inspection only | Other/non-residential | [9 empty] | Non-Lead
| ALVAREZ | Non-lead - Copper | On site inspection only | Non-lead - Copper | No | On site inspection only | Other/non-residential | [9 empty] | Non-Lead
| ROSEMONT TOWNHOUSE (SP) | Non-lead - Copper | On site inspection only | Non-lead - Plastic | No | On site inspection only | Other/non-residential | [9 empty] | Non-Lead
| VILLA | Non-lead - Copper | On site inspection only | Non-lead - Copper | No | On site inspection only | Other/non-residential | [9 empty] | Non-Lead
| RUDI FAMILY II LLC | Non-lead - Copper | On site inspection only | Non-lead - Copper | No | On site inspection only | Other/non-residential | [9 empty] | Non-Lead
| AVENDANO | Non-lead - Copper | On site inspection only | Non-lead - Copper | No | On site inspection only | Other/non-residential | [9 empty] | Non-Lead
| RUMORS BAR | Non-lead - Copper | On site inspection only | Non-lead - Copper | No | On site inspection only | Other/non-residential | [9 empty] | Non-Lead
| RAMIREZ | Non-lead - Copper | On site inspection only | Non-lead - Copper | No | On site inspection only | Other/non-residential | [9 empty] | Non-Lead
| S&O REHAB LLC | Non-lead - Copper | On site inspection only | Non-lead - Copper | No | On site inspection only | Other/non-residential | [9 empty] | Non-Lead
| SABROSO COMPANY | Non-lead - Other | On site inspection only | Non-lead - Other | No | On site inspection only | Other/non-residential | [9 empty] | Non-Lead
| SABROSO COMPANY | Non-lead - Copper | On site inspection only | Non-lead - Copper | No | On site inspection only | Other/non-residential | [9 empty] | Non-Lead
| SABROSO COMPANY (FS) | Non-lead - Other | On site inspection only | Non-lead - Other | No | On site inspection only | Other/non-residential | [9 empty] | Non-Lead
| SAFEWAY INC | Non-lead - 2+ inches | On site inspection only | Non-lead - 2+ inches | No | On site inspection only | Other/non-residential | [9 empty] | Non-Lead
| SAFEWAY INC (FS) | Non-lead - Other | On site inspection only | Non-lead - Other | No | On site inspection only | Other/non-residential | [9 empty] | Non-Lead
| SAFEWAY INC (SP) | Non-lead - Copper | On site inspection only | Non-lead - Plastic | No | On site inspection only | Other/non-residential | [9 empty] | Non-Lead
| SALEM HEALTH | Non-lead - Other | On site inspection only | Non-lead - Other | No | On site inspection only | Other/non-residential | [9 empty] | Non-Lead
| SALEM HEALTH (FS) | Non-lead - Other | On site inspection only | Non-lead - Other | No | On site inspection only | Other/non-residential | [9 empty] | Non-Lead
| SALEM HEALTH (SP) | Non-lead - Copper | On site inspection only | Non-lead - Plastic | No | On site inspection only | Other/non-residential | [9 empty] | Non-Lead
| SANDERS HAND & PEDRIATRIC THERAPY | Non-lead - Copper | On site inspection only | Non-lead - Copper | No | On site inspection only | Other/non-residential | [9 empty] | Non-Lead
| SCHOOL BUS SERVICES INC | Non-lead - Copper | On site inspection only | Non-lead - Copper | No | On site inspection only | Other/non-residential | [9 empty] | Non-Lead
| SCHOOL BUS SERVICES INC (SP) | Non-lead - Copper | On site inspection only | Non-lead - Plastic | No | On site inspection only | Other/non-residential | [9 empty] | Non-Lead
| SCHUYLER FAMILY DENTISTRY | Non-lead - Copper | On site inspection only | Non-lead - Copper | No | On site inspection only | Other/non-residential | [9 empty] | Non-Lead
| SCHUYLER FAMILY DENTISTRY (SP) | Non-lead - Copper | On site inspection only | Non-lead - Plastic | No | On site inspection only | Other/non-residential | [9 empty] | Non-Lead
| SCHWAB TIRE CENTER | Non-lead - Copper | On site inspection only | Non-lead - Copper | No | On site inspection only | Other/non-residential | [9 empty] | Non-Lead
| SCHWAB TIRE CENTER | Non-lead - Copper | On site inspection only | Non-lead - Copper | No | On site inspection only | Other/non-residential | [9 empty] | Non-Lead
| SCHWAB TIRE CENTER (FS) | Non-lead - Other | On site inspection only | Non-lead - Other | No | On site inspection only | Other/non-residential | [9 empty] | Non-Lead
| SCHWAB TIRE CENTER (SP) | Non-lead - Copper | On site inspection only | Non-lead - Plastic | No | On site inspection only | Other/non-residential | [9 empty] | Non-Lead
| SEVEN MARES | Non-lead - Copper | On site inspection only | Non-lead - Copper | No | On site inspection only | Other/non-residential | [9 empty] | Non-Lead
| SHALIMAR MOBILE ESTATES | Non-lead - Copper | On site inspection only | Non-lead - Copper | No | On site inspection only | Other/non-residential | [9 empty] | Non-Lead
| SHALIMAR MOBILE ESTATES | Non-lead - Copper | On site inspection only | Non-lead - Copper | No | On site inspection only | Other/non-residential | [9 empty] | Non-Lead
| SHALIMAR MOBILE ESTATES (SP) | Non-lead - Copper | On site inspection only | Non-lead - Plastic | No | On site inspection only | Other/non-residential | [9 empty] | Non-Lead
| SHALIMAR MOBILE ESTATES (SP) | Non-lead - Copper | On site inspection only | Non-lead - Plastic | No | On site inspection only | Other/non-residential | [9 empty] | Non-Lead
| SHARIS MGMT CORP #W-130 | Non-lead - Copper | On site inspection only | Non-lead - Copper | No | On site inspection only | Other/non-residential | [9 empty] | Non-Lead
| SIAMAK'S CAR COMPANY LLC | Non-lead - Copper | On site inspection only | Non-lead - Plastic | No | On site inspection only | Other/non-residential | [9 empty] | Non-Lead
| SIAMAK'S CAR COMPANY LLC (SP) | Non-lead - Copper | On site inspection only | Non-lead - Plastic | No | On site inspection only | Other/non-residential | [9 empty] | Non-Lead
| SILVER CREEK (FS) | Non-lead - Other | On site inspection only | Non-lead - Other | No | On site inspection only | Other/non-residential | [9 empty] | Non-Lead
| SILVER CREEK (SP) | Non-lead - Copper | On site inspection only | Non-lead - Plastic | No | On site inspection only | Other/non-residential | [9 empty] | Non-Lead
| SILVER FALLS DERMATOLOGY | Non-lead - Copper | On site inspection only | Non-lead - Copper | No | On site inspection only | Other/non-residential | [9 empty] | Non-Lead
| SIPPEL WELL DRILLING INC | Non-lead - Copper | On site inspection only | Non-lead - Copper | No | On site inspection only | Other/non-residential | [9 empty] | Non-Lead
| SMITH CREEK APARTMENTS LLC (FS) | Non-lead - 2+ inches | On site inspection only | Non-lead - 2+ inches | No | On site inspection only | Other/non-residential | [9 empty] | Non-Lead
| SMITH CREEK APARTMENTS LLC (SP) | Non-lead - Copper | On site inspection only | Non-lead - Plastic | No | On site inspection only | Other/non-residential | [9 empty] | Non-Lead
| SMITH CREEK HOA (SP) | Non-lead - Copper | On site inspection only | Non-lead - Plastic | No | On site inspection only | Other/non-residential | [9 empty] | Non-Lead
| SMITH CREEK HOA (SP) | Non-lead - Copper | On site inspection only | Non-lead - Plastic | No | On site inspection only | Other/non-residential | [9 empty] | Non-Lead
| SMITH CREEK HOA (SP) | Non-lead - Copper | On site inspection only | Non-lead - Plastic | No | On site inspection only | Other/non-residential | [9 empty] | Non-Lead
| SMITH CREEK HOA (SP) | Non-lead - Copper | On site inspection only | Non-lead - Plastic | No | On site inspection only | Other/non-residential | [9 empty] | Non-Lead
| SMITH CREEK HOA (SP) | Non-lead - Copper | On site inspection only | Non-lead - Plastic | No | On site inspection only | Other/non-residential | [9 empty] | Non-Lead
| SMITH CREEK HOA (SP) | Non-lead - Copper | On site inspection only | Non-lead - Plastic | No | On site inspection only | Other/non-residential | [9 empty] | Non-Lead
| SMITH CREEK HOA (SP) | Non-lead - Copper | On site inspection only | Non-lead - Plastic | No | On site inspection only | Other/non-residential | [9 empty] | Non-Lead
| SMITH CREEK HOA (SP) | Non-lead - Copper | On site inspection only | Non-lead - Plastic | No | On site inspection only | Other/non-residential | [9 empty] | Non-Lead
| KOOL | Non-lead - Copper | On site inspection only | Non-lead - Copper | No | On site inspection only | Other/non-residential | [9 empty] | Non-Lead
| SPACETEL LLC | Non-lead - Copper | On site inspection only | Non-lead - Copper | No | On site inspection only | Other/non-residential | [9 empty] | Non-Lead
| SPECIALTY POLYMER | Non-lead - Other | On site inspection only | Non-lead - Other | No | On site inspection only | Other/non-residential | [9 empty] | Non-Lead
| SPECIALTY POLYMER (FS) | Non-lead - Other | On site inspection only | Non-lead - Other | No | On site inspection only | Other/non-residential | [9 empty] | Non-Lead
| ST LUKES SCHOOL | Non-lead - 2+ inches | On site inspection only | Non-lead - 2+ inches | No | On site inspection only | Other/non-residential | [9 empty] | Non-Lead
| STARBUCKS COFFEE COMPANY | Non-lead - Copper | On site inspection only | Non-lead - Copper | No | On site inspection only | Other/non-residential | [9 empty] | Non-Lead
| STARBUCKS COFFEE COMPANY | Non-lead - Copper | On site inspection only | Non-lead - Copper | No | On site inspection only | Other/non-residential | [9 empty] | Non-Lead
| STARBUCKS COFFEE COMPANY (SP) | Non-lead - Copper | On site inspection only | Non-lead - Plastic | No | On site inspection only | Other/non-residential | [9 empty] | Non-Lead
| SUNRIDGE BUILDERS INC DBA ARTIC CIRCLE WOODBURN | Non-lead - Copper | On site inspection only | Non-lead - Copper | No | On site inspection only | Other/non-residential | [9 empty] | Non-Lead
| SUNRISE MARKET & DELI | Non-lead - Copper | On site inspection only | Non-lead - Copper | No | On site inspection only | Other/non-residential | [9 empty] | Non-Lead
| SUPPORT TRUST LOREN V FLOMER | Non-lead - Copper | On site inspection only | Non-lead - Copper | No | On site inspection only | Other/non-residential | [9 empty] | Non-Lead
| T&R COMPANY | Non-lead - Copper | On site inspection only | Non-lead - Copper | No | On site inspection only | Other/non-residential | [9 empty] | Non-Lead
| TACO BELL | Non-lead - Copper | On site inspection only | Non-lead - Copper | No | On site inspection only | Other/non-residential | [9 empty] | Non-Lead
| TACO BELL (SP) | Non-lead - Copper | On site inspection only | Non-lead - Plastic | No | On site inspection only | Other/non-residential | [9 empty] | Non-Lead
| TACOS CORONA | Non-lead - Copper | On site inspection only | Non-lead - Plastic | No | On site inspection only | Other/non-residential | [9 empty] | Non-Lead
| TAINTED HALO LLC | Non-lead - Copper | On site inspection only | Non-lead - Plastic | No | On site inspection only | Other/non-residential | [9 empty] | Non-Lead
| TATYANA CAPETZ | Non-lead - Copper | On site inspection only | Non-lead - Plastic | No | On site inspection only | Other/non-residential | [9 empty] | Non-Lead
| TC WOODBURN DEVELOPMENT, LLC | Non-lead - Other | On site inspection only | Non-lead - Other | No | On site inspection only | Other/non-residential | [9 empty] | Non-Lead
| TC WOODBURN DEVELOPMENT, LLC (SP) | Non-lead - Other | On site inspection only | Non-lead - Plastic | No | On site inspection only | Other/non-residential | [9 empty] | Non-Lead
| TELECARE MENTAL HEALTH SERVICE (FS) | Non-lead - Other | On site inspection only | Non-lead - Other | No | On site inspection only | Other/non-residential | [9 empty] | Non-Lead
| TELECARE MENTAL HEALTH SERVICE (SP) | Non-lead - Copper | On site inspection only | Non-lead - Plastic | No | On site inspection only | Other/non-residential | [9 empty] | Non-Lead
| THAPAS RE HOLDINGS LLC | Non-lead - Copper | On site inspection only | Non-lead - Copper | No | On site inspection only | Other/non-residential | [9 empty] | Non-Lead
| THE ROOTS | Non-lead - Copper | On site inspection only | Non-lead - Copper | No | On site inspection only | Other/non-residential | [9 empty] | Non-Lead
| TIENDA MEXICANA MONTE ALBAN LLC | Non-lead - Copper | On site inspection only | Non-lead - Plastic | No | On site inspection only | Other/non-residential | [9 empty] | Non-Lead
| TIENDA MEXICANA MONTE ALBAN LLC | Non-lead - Copper | On site inspection only | Non-lead - Plastic | No | On site inspection only | Other/non-residential | [9 empty] | Non-Lead
| TITLES MACHINE LLC | Non-lead - Copper | On site inspection only | Non-lead - Plastic | No | On site inspection only | Other/non-residential | [9 empty] | Non-Lead
| TJ MAXX | Non-lead - Copper | On site inspection only | Non-lead - Plastic | No | On site inspection only | Other/non-residential | [9 empty] | Non-Lead
| TJ MAXX (FS) | Non-lead - 2+ inches | On site inspection only | Galvanized (Iron or Steel) | No | On site inspection only | Other/non-residential | [9 empty] | Non-Lead
| TRANSPLUTUS INC DBA COIN OP LAUNDRY | Non-lead - 2+ inches | On site inspection only | Non-lead - Other | No | On site inspection only | Other/non-residential | [9 empty] | Non-Lead
| TRAPALA RESTAURANT | Non-lead - Copper | On site inspection only | Non-lead - Copper | No | On site inspection only | Other/non-residential | [9 empty] | Non-Lead
| TRAPALA RESTAURANT | Non-lead - Copper | On site inspection only | Non-lead - Copper | No | On site inspection only | Other/non-residential | [9 empty] | Non-Lead
| TRAPALA AUTO SALES LLC | Non-lead - Copper | On site inspection only | Non-lead - Copper | No | On site inspection only | Other/non-residential | [9 empty] | Non-Lead
| TRAPALA RESTAURANT | Non-lead - Copper | On site inspection only | Non-lead - Copper | No | On site inspection only | Other/non-residential | [9 empty] | Non-Lead
| HENSON (SP) | Non-lead - Copper | On site inspection only | Non-lead - Plastic | No | On site inspection only | Other/non-residential | [9 empty] | Non-Lead
| TRIAD GRAIN GROUP WOODBURN LLC (FS) | Non-lead - Other | On site inspection only | Non-lead - Other | No | On site inspection only | Other/non-residential | [9 empty] | Non-Lead
| TRIAD GRAIN GROUP WOODBURN LLC (FS) | Non-lead - Other | On site inspection only | Non-lead - Other | No | On site inspection only | Other/non-residential | [9 empty] | Non-Lead
| TRIAD GRAIN GROUP WOODBURN LLC (SP) | Non-lead - Copper | On site inspection only | Non-lead - Plastic | No | On site inspection only | Other/non-residential | [9 empty] | Non-Lead
| TRIAD GRAIN GROUP WOODBURN, LLC | Non-lead - Copper | On site inspection only | Non-lead - Copper | No | On site inspection only | Other/non-residential | [9 empty] | Non-Lead
| TRIAD GRAIN GROUP WOODBURN, LLC | Non-lead - Copper | On site inspection only | Non-lead - Copper | No | On site inspection only | Other/non-residential | [9 empty] | Non-Lead
| TRIAD GRAIN GROUP WOODBURN, LLC (FS) | Non-lead - Other | On site inspection only | Non-lead - Other | No | On site inspection only | Other/non-residential | [9 empty] | Non-Lead
| TRUSS T STRUCTURES | Non-lead - Copper | On site inspection only | Non-lead - Copper | No | On site inspection only | Other/non-residential | [9 empty] | Non-Lead
| TRUSS T STRUCTURES INC | Non-lead - Copper | On site inspection only | Non-lead - Copper | No | On site inspection only | Other/non-residential | [9 empty] | Non-Lead
| TUKWILA CENTER | Non-lead - Copper | On site inspection only | Non-lead - Copper | No | On site inspection only | Other/non-residential | [9 empty] | Non-Lead
| TUKWILA CENTER (FS) | Non-lead - Copper | On site inspection only | Non-lead - Copper | No | On site inspection only | Other/non-residential | [9 empty] | Non-Lead
| TUKWILA CENTER (SP) | Non-lead - Copper | On site inspection only | Non-lead - Plastic | No | On site inspection only | Other/non-residential | [9 empty] | Non-Lead
| TUKWILA HOA (SP) | Non-lead - Copper | On site inspection only | Non-lead - Plastic | No | On site inspection only | Other/non-residential | [9 empty] | Non-Lead
| TUKWILA HOME OWNERS ASSOC | Non-lead - Copper | On site inspection only | Non-lead - Copper | No | On site inspection only | Other/non-residential | [9 empty] | Non-Lead
| TUKWILA HOME OWNERS ASSOC (SP) | Non-lead - Copper | On site inspection only | Non-lead - Plastic | No | On site inspection only | Other/non-residential | [9 empty] | Non-Lead
| TUKWILA HOME OWNERS ASSOC (SP) | Non-lead - Copper | On site inspection only | Non-lead - Plastic | No | On site inspection only | Other/non-residential | [9 empty] | Non-Lead
| TUKWILA HOME OWNERS ASSOC (SP) | Non-lead - Copper | On site inspection only | Non-lead - Plastic | No | On site inspection only | Other/non-residential | [9 empty] | Non-Lead
| TURK INVESTMENTS, LLC | Non-lead - Copper | On site inspection only | Non-lead - Copper | No | On site inspection only | Other/non-residential | [9 empty] | Non-Lead
| UNITED PACIFIC FOREST PRODUCTS | Non-lead - 2+ inches | On site inspection only | Non-lead - 2+ inches | No | On site inspection only | Other/non-residential | [9 empty] | Non-Lead
| UNITED PACIFIC FOREST PRODUCTS (FS) | Non-lead - Other | On site inspection only | Non-lead - Other | No | On site inspection only | Other/non-residential | [9 empty] | Non-Lead
| UNIVERSAL FOREST PRODUCTS | Non-lead - Copper | On site inspection only | Non-lead - Copper | No | On site inspection only | Other/non-residential | [9 empty] | Non-Lead
| UNIVERSAL FOREST PRODUCTS | Non-lead - 2+ inches | On site inspection only | Non-lead - Other | No | On site inspection only | Other/non-residential | [9 empty] | Non-Lead
| UNIVERSAL FOREST PRODUCTS | Non-lead - Copper | On site inspection only | Non-lead - Copper | No | On site inspection only | Other/non-residential | [9 empty] | Non-Lead
| UNIVERSAL FOREST PRODUCTS (FS) | Non-lead - Other | On site inspection only | Non-lead - Other | No | On site inspection only | Other/non-residential | [9 empty] | Non-Lead
| UNIVERSAL FOREST PRODUCTS (FS) | Non-lead - Other | On site inspection only | Non-lead - Other | No | On site inspection only | Other/non-residential | [9 empty] | Non-Lead
| UNIVERSAL FOREST PRODUCTS (SP) | Non-lead - Copper | On site inspection only | Non-lead - Plastic | No | On site inspection only | Other/non-residential | [9 empty] | Non-Lead
| US BANK | Non-lead - Copper | On site inspection only | Non-lead - Copper | No | On site inspection only | Other/non-residential | [9 empty] | Non-Lead
| US POSTAL SERVICE | Non-lead - Copper | On site inspection only | Non-lead - Copper | No | On site inspection only | Other/non-residential | [9 empty] | Non-Lead
| US WEST BUS RES INC | Non-lead - Copper | On site inspection only | Non-lead - Copper | No | On site inspection only | Other/non-residential | [9 empty] | Non-Lead
| VALVOLINE LLC | Non-lead - Copper | On site inspection only | Non-lead - Copper | No | On site inspection only | Other/non-residential | [9 empty] | Non-Lead
| VALVOLINE LLC (SP) | Non-lead - Copper | On site inspection only | Non-lead - Plastic | No | On site inspection only | Other/non-residential | [9 empty] | Non-Lead
| VAN BILSEN WOODBURN LLC | Non-lead - Copper | On site inspection only | Non-lead - Copper | No | On site inspection only | Other/non-residential | [9 empty] | Non-Lead
| VILLAGE BY THE GREEN (SP) | Non-lead - 2+ inches | On site inspection only | Non-lead - Plastic | No | On site inspection only | Other/non-residential | [9 empty] | Non-Lead
| WALGREENS | Non-lead - Copper | On site inspection only | Non-lead - Copper | No | On site inspection only | Other/non-residential | [9 empty] | Non-Lead
| WALGREENS (FS) | Non-lead - Other | On site inspection only | Non-lead - Other | No | On site inspection only | Other/non-residential | [9 empty] | Non-Lead
| WALGREENS (SP) | Non-lead - Copper | On site inspection only | Non-lead - Plastic | No | On site inspection only | Other/non-residential | [9 empty] | Non-Lead
| WALMART STORES INC | Non-lead - 2+ inches | On site inspection only | Non-lead - Other | No | On site inspection only | Other/non-residential | [9 empty] | Non-Lead
| WALMART STORES INC (FS) | Non-lead - Other | On site inspection only | Non-lead - Other | No | On site inspection only | Other/non-residential | [9 empty] | Non-Lead
| WALMART STORES INC (SP) | Non-lead - 2+ inches | On site inspection only | Non-lead - Plastic | No | On site inspection only | Other/non-residential | [9 empty] | Non-Lead
| WASHINGON ELEMENTARY | Non-lead - 2+ inches | On site inspection only | Non-lead - Other | No | On site inspection only | Other/non-residential | [9 empty] | Non-Lead
| WASHINGTON ELEMENTARY | Non-lead - 2+ inches | On site inspection only | Non-lead - Other | No | On site inspection only | Other/non-residential | [9 empty] | Non-Lead
| WASHINGTON ELEMENTARY (FS) | Non-lead - Other | On site inspection only | Non-lead - Other | No | On site inspection only | Other/non-residential | [9 empty] | Non-Lead
| WASHINGTON ELEMENTARY (FS) | Non-lead - Other | On site inspection only | Non-lead - Other | No | On site inspection only | Other/non-residential | [9 empty] | Non-Lead
| WASHINGTON FEDERAL SAVINGS BANK | Non-lead - Copper | On site inspection only | Non-lead - Copper | No | On site inspection only | Other/non-residential | [9 empty] | Non-Lead
| WASHINGTON FEDERAL SAVINGS BANK (SP) | Non-lead - Copper | On site inspection only | Non-lead - Plastic | No | On site inspection only | Other/non-residential | [9 empty] | Non-Lead
| WASHINGTON MUTUAL #B1181 | Non-lead - Copper | On site inspection only | Non-lead - Copper | No | On site inspection only | Other/non-residential | [9 empty] | Non-Lead
| WASHINGTON MUTUAL #B1181 (SP) | Non-lead - Copper | On site inspection only | Non-lead - Plastic | No | On site inspection only | Other/non-residential | [9 empty] | Non-Lead
| WATER TOWER PROPERTIES LLC | Non-lead - Copper | On site inspection only | Non-lead - Copper | No | On site inspection only | Other/non-residential | [9 empty] | Non-Lead
| WAVE BROADBAND | Non-lead - Copper | On site inspection only | Non-lead - Copper | No | On site inspection only | Other/non-residential | [9 empty] | Non-Lead
| WAVE BROADBAND | Non-lead - Copper | On site inspection only | Non-lead - Copper | No | On site inspection only | Other/non-residential | [9 empty] | Non-Lead
| WAVE BROADBAND (SP) | Non-lead - Copper | On site inspection only | Non-lead - Plastic | No | On site inspection only | Other/non-residential | [9 empty] | Non-Lead
| WAYNE VAN LIEU | Non-lead - Copper | On site inspection only | Non-lead - Copper | No | On site inspection only | Other/non-residential | [9 empty] | Non-Lead
| WDBN FOUR SQUARE CHURCH (FS) | Non-lead - Other | On site inspection only | Non-lead - Other | No | On site inspection only | Other/non-residential | [9 empty] | Non-Lead
| WDBN FOUR SQUARE CHURCH (SP) | Non-lead - Copper | On site inspection only | Non-lead - Plastic | No | On site inspection only | Other/non-residential | [9 empty] | Non-Lead
| WDBN INN | Non-lead - Copper | On site inspection only | Non-lead - Copper | No | On site inspection only | Other/non-residential | [9 empty] | Non-Lead
| WDBN MASONIC TRUSTEES | Non-lead - Copper | On site inspection only | Non-lead - Copper | No | On site inspection only | Other/non-residential | [9 empty] | Non-Lead
| WDBN PEDIATRIC CLINIC | Non-lead - Copper | On site inspection only | Non-lead - Copper | No | On site inspection only | Other/non-residential | [9 empty] | Non-Lead
| WDBN PEDIATRIC CLINIC (FS) | Non-lead - Other | On site inspection only | Non-lead - Other | No | On site inspection only | Other/non-residential | [9 empty] | Non-Lead
| WDBN PEDIATRIC CLINIC (SP) | Non-lead - Copper | On site inspection only | Non-lead - Plastic | No | On site inspection only | Other/non-residential | [9 empty] | Non-Lead
| WDBN RV PARK | Non-lead - 2+ inches | On site inspection only | Non-lead - Other | No | On site inspection only | Other/non-residential | [9 empty] | Non-Lead
| WELCOME CENTER | Non-lead - Copper | On site inspection only | Non-lead - Copper | No | On site inspection only | Other/non-residential | [9 empty] | Non-Lead
| WELLSPRING MEDICAL CENTER | Non-lead - 2+ inches | On site inspection only | Non-lead - Other | No | On site inspection only | Other/non-residential | [9 empty] | Non-Lead
| WELLSPRING MEDICAL CENTER (FS) | Non-lead - Other | On site inspection only | Non-lead - Other | No | On site inspection only | Other/non-residential | [9 empty] | Non-Lead
| WELLSPRING MEDICAL CENTER (SP) | Non-lead - 2+ inches | On site inspection only | Non-lead - Plastic | No | On site inspection only | Other/non-residential | [9 empty] | Non-Lead
| WESTERN POLY PIPE AND CONDUIT | Non-lead - Copper | On site inspection only | Non-lead - Copper | No | On site inspection only | Other/non-residential | [9 empty] | Non-Lead
| WESTERN POLY PIPE AND CONDUIT (FS) | Non-lead - Other | On site inspection only | Non-lead - Other | No | On site inspection only | Other/non-residential | [9 empty] | Non-Lead
| WESTERN POLY PIPE AND CONDUIT (SP) | Non-lead - Copper | On site inspection only | Non-lead - Plastic | No | On site inspection only | Other/non-residential | [9 empty] | Non-Lead
| WESTERN SAGE MGMT INC | Non-lead - Copper | On site inspection only | Non-lead - Copper | No | On site inspection only | Other/non-residential | [9 empty] | Non-Lead
| WHITHERS LUMBER COMPANY | Non-lead - Copper | On site inspection only | Non-lead - Copper | No | On site inspection only | Other/non-residential | [9 empty] | Non-Lead
| WHITHERS LUMBER COMPANY (SP) | Non-lead - Copper | On site inspection only | Non-lead - Plastic | No | On site inspection only | Other/non-residential | [9 empty] | Non-Lead
| WILBUR ELLIS DBA WOODBURN FERTILIZER | Non-lead - 2+ inches | On site inspection only | Non-lead - 2+ inches | No | On site inspection only | Other/non-residential | [9 empty] | Non-Lead
| WILBUR ELLIS DBA WOODBURN FERTILIZER | Non-lead - Copper | On site inspection only | Non-lead - Copper | No | On site inspection only | Other/non-residential | [9 empty] | Non-Lead
| WILBUR ELLIS DBA WOODBURN FERTILIZER | Non-lead - 2+ inches | On site inspection only | Non-lead - 2+ inches | No | On site inspection only | Other/non-residential | [9 empty] | Non-Lead
| WILBUR ELLIS DBA WOODBURN FERTILIZER | Non-lead - Copper | On site inspection only | Non-lead - Copper | No | On site inspection only | Other/non-residential | [9 empty] | Non-Lead
| WILLAMETTE AUTO REPAIR | Non-lead - Copper | On site inspection only | Non-lead - Copper | No | On site inspection only | Other/non-residential | [9 empty] | Non-Lead
| WILLAMETTE BALLET | Non-lead - Copper | On site inspection only | Galvanized (Iron or Steel) | No | On site inspection only | Other/non-residential | [9 empty] | Non-Lead
| WILLAMETTE BALLET (SP) | Non-lead - Copper | On site inspection only | Non-lead - Plastic | No | On site inspection only | Other/non-residential | [9 empty] | Non-Lead
| WILLAMETTE EDUCATION SERVICE DISTRICT | Non-lead - Copper | On site inspection only | Non-lead - Copper | No | On site inspection only | Other/non-residential | [9 empty] | Non-Lead
| WILLAMETTE EDUCATION SERVICES DISTRICT (WESD) | Non-lead - Copper | On site inspection only | Non-lead - Copper | No | On site inspection only | Other/non-residential | [9 empty] | Non-Lead
| WILLAMETTE VALLEY LAW PROJECT | Non-lead - Copper | On site inspection only | Non-lead - Copper | No | On site inspection only | Other/non-residential | [9 empty] | Non-Lead
| WILLAMETTE VALLEY LAW PROJECT | Non-lead - Copper | On site inspection only | Non-lead - Copper | No | On site inspection only | Other/non-residential | [9 empty] | Non-Lead
| WILLAMETTE VALLEY LAW PROJECT (SP) | Non-lead - Copper | On site inspection only | Non-lead - Plastic | No | On site inspection only | Other/non-residential | [9 empty] | Non-Lead
| WILLIAM HYDE | Non-lead - Copper | On site inspection only | Non-lead - Copper | No | On site inspection only | Other/non-residential | [9 empty] | Non-Lead
| WILSON CONSTRUCTION CO | Non-lead - Copper | On site inspection only | Non-lead - Copper | No | On site inspection only | Other/non-residential | [9 empty] | Non-Lead
| WILSON CONSTRUCTION CO | Non-lead - Copper | On site inspection only | Non-lead - Copper | No | On site inspection only | Other/non-residential | [9 empty] | Non-Lead
| WILSON CONSTRUCTION CO. | Non-lead - Other | On site inspection only | Non-lead - Other | No | On site inspection only | Other/non-residential | [9 empty] | Non-Lead
| WINCO FOODS INC DC (FS) | Non-lead - Other | On site inspection only | Non-lead - Other | No | On site inspection only | Other/non-residential | [9 empty] | Non-Lead
| WINCO FOODS INC DC (FS) | Non-lead - Other | On site inspection only | Non-lead - Other | No | On site inspection only | Other/non-residential | [9 empty] | Non-Lead
| WINCO FOODS INC DC (FS) | Non-lead - Other | On site inspection only | Non-lead - Other | No | On site inspection only | Other/non-residential | [9 empty] | Non-Lead
| WINCO FOODS INC DC (SP) | Non-lead - 2+ inches | On site inspection only | Non-lead - Plastic | No | On site inspection only | Other/non-residential | [9 empty] | Non-Lead
| WIRELESS CONNECTION LLC | Non-lead - Copper | On site inspection only | Non-lead - Copper | No | On site inspection only | Other/non-residential | [9 empty] | Non-Lead
| WIRELESS CONNECTION LLC (SP) | Non-lead - Copper | On site inspection only | Non-lead - Plastic | No | On site inspection only | Other/non-residential | [9 empty] | Non-Lead
| WOODBURN AMBULANCE | Non-lead - Copper | On site inspection only | Non-lead - Copper | No | On site inspection only | Other/non-residential | [9 empty] | Non-Lead
| WOODBURN AMBULANCE (SP) | Non-lead - Copper | On site inspection only | Non-lead - Plastic | No | On site inspection only | Other/non-residential | [9 empty] | Non-Lead
| WOODBURN AUTOMOTIVE REPAIR CENTER | Non-lead - Copper | On site inspection only | Non-lead - Copper | No | On site inspection only | Other/non-residential | [9 empty] | Non-Lead
| WOODBURN AUTOMOTIVE REPAIR CENTER | Non-lead - Copper | On site inspection only | Non-lead - Copper | No | On site inspection only | Other/non-residential | [9 empty] | Non-Lead
| WOODBURN AUTOMOTIVE REPAIR CENTER (FS) | Non-lead - Other | On site inspection only | Non-lead - Other | No | On site inspection only | Other/non-residential | [9 empty] | Non-Lead
| WOODBURN AUTOMOTIVE REPAIR CENTER (SP) | Non-lead - Copper | On site inspection only | Non-lead - Plastic | No | On site inspection only | Other/non-residential | [9 empty] | Non-Lead
| WOODBURN CHILDRENS CENTER | Non-lead - Copper | On site inspection only | Non-lead - Copper | No | On site inspection only | Other/non-residential | [9 empty] | Non-Lead
| WOODBURN COMMONS-BLAISDELL INC (SP) | Non-lead - Copper | On site inspection only | Non-lead - Plastic | No | On site inspection only | Other/non-residential | [9 empty] | Non-Lead
| WOODBURN EAGLES | Non-lead - Copper | On site inspection only | Non-lead - Copper | No | On site inspection only | Other/non-residential | [9 empty] | Non-Lead
| WOODBURN ESTATES & GOLF | Non-lead - Copper | On site inspection only | Non-lead - Copper | No | On site inspection only | Other/non-residential | [9 empty] | Non-Lead
| WOODBURN ESTATES & GOLF | Non-lead - Copper | On site inspection only | Non-lead - Copper | No | On site inspection only | Other/non-residential | [9 empty] | Non-Lead
| WOODBURN ESTATES & GOLF | Non-lead - Copper | On site inspection only | Non-lead - Copper | No | On site inspection only | Other/non-residential | [9 empty] | Non-Lead
| WOODBURN ESTATES & GOLF | Non-lead - Copper | On site inspection only | Non-lead - Copper | No | On site inspection only | Other/non-residential | [9 empty] | Non-Lead
| WOODBURN ESTATES & GOLF | Non-lead - Copper | On site inspection only | Non-lead - Copper | No | On site inspection only | Other/non-residential | [9 empty] | Non-Lead
| WOODBURN ESTATES & GOLF (FS) | Non-lead - Other | On site inspection only | Non-lead - Other | No | On site inspection only | Other/non-residential | [9 empty] | Non-Lead
| WOODBURN ESTATES & GOLF-DF | Non-lead - Copper | On site inspection only | Non-lead - Copper | No | On site inspection only | Other/non-residential | [9 empty] | Non-Lead
| WOODBURN EYE CENTER LLC | Non-lead - Copper | On site inspection only | Non-lead - Copper | No | On site inspection only | Other/non-residential | [9 empty] | Non-Lead
| WOODBURN FAST SERV INC | Non-lead - Copper | On site inspection only | Non-lead - Copper | No | On site inspection only | Other/non-residential | [9 empty] | Non-Lead
| WOODBURN FAST SERV INC (SP) | Non-lead - Copper | On site inspection only | Non-lead - Plastic | No | On site inspection only | Other/non-residential | [9 empty] | Non-Lead
| WOODBURN FIRE DEPARTMENT | Non-lead - Other | On site inspection only | Non-lead - Other | No | On site inspection only | Other/non-residential | [9 empty] | Non-Lead
| WOODBURN FIRE DEPARTMENT | Non-lead - 2+ inches | On site inspection only | Non-lead - 2+ inches | No | On site inspection only | Other/non-residential | [9 empty] | Non-Lead
| WOODBURN FIRE DEPARTMENT (FS) | Non-lead - Other | On site inspection only | Non-lead - Other | No | On site inspection only | Other/non-residential | [9 empty] | Non-Lead
| WOODBURN FIRE DEPARTMENT (FS) | Non-lead - Other | On site inspection only | Non-lead - Other | No | On site inspection only | Other/non-residential | [9 empty] | Non-Lead
| WOODBURN FIRE DEPARTMENT (SP) | Non-lead - Copper | On site inspection only | Non-lead - Plastic | No | On site inspection only | Other/non-residential | [9 empty] | Non-Lead
| WOODBURN GRANGE | Non-lead - Copper | On site inspection only | Non-lead - Copper | No | On site inspection only | Other/non-residential | [9 empty] | Non-Lead
| WOODBURN HOLDINGS LLC | Non-lead - Copper | On site inspection only | Non-lead - Copper | No | On site inspection only | Other/non-residential | [9 empty] | Non-Lead
| WOODBURN LEGACY CLINIC | Non-lead - Copper | On site inspection only | Non-lead - Copper | No | On site inspection only | Other/non-residential | [9 empty] | Non-Lead
| WOODBURN LEGACY CLINIC (SP) | Non-lead - Copper | On site inspection only | Non-lead - Plastic | No | On site inspection only | Other/non-residential | [9 empty] | Non-Lead
| WOODBURN MARKET | Non-lead - Copper | On site inspection only | Non-lead - Copper | No | On site inspection only | Other/non-residential | [9 empty] | Non-Lead
| WOODBURN MEMORY CARE (FS) | Non-lead - Other | On site inspection only | Non-lead - Other | No | On site inspection only | Other/non-residential | [9 empty] | Non-Lead
| WOODBURN MEMORY CARE (SP) | Non-lead - Copper | On site inspection only | Non-lead - Plastic | No | On site inspection only | Other/non-residential | [9 empty] | Non-Lead
| WOODBURN PET HOSPITAL (SP) | Non-lead - Copper | On site inspection only | Non-lead - Plastic | No | On site inspection only | Other/non-residential | [9 empty] | Non-Lead
| WOODBURN PLAZA LLC | Non-lead - Copper | On site inspection only | Non-lead - Copper | No | On site inspection only | Other/non-residential | [9 empty] | Non-Lead
| WOODBURN PLAZA LLC (FS) | Non-lead - Other | On site inspection only | Non-lead - Other | No | On site inspection only | Other/non-residential | [9 empty] | Non-Lead
| WOODBURN PREMIUM OUTLETS, LLC | Non-lead - 2+ inches | On site inspection only | Non-lead - 2+ inches | No | On site inspection only | Other/non-residential | [9 empty] | Non-Lead
| WOODBURN PREMIUM OUTLETS, LLC | Non-lead - 2+ inches | On site inspection only | Non-lead - 2+ inches | No | On site inspection only | Other/non-residential | [9 empty] | Non-Lead
| WOODBURN PREMIUM OUTLETS, LLC | Non-lead - 2+ inches | On site inspection only | Non-lead - 2+ inches | No | On site inspection only | Other/non-residential | [9 empty] | Non-Lead
| WOODBURN PREMIUM OUTLETS, LLC | Non-lead - 2+ inches | On site inspection only | Non-lead - 2+ inches | No | On site inspection only | Other/non-residential | [9 empty] | Non-Lead
| WOODBURN PREMIUM OUTLETS, LLC | Non-lead - 2+ inches | On site inspection only | Non-lead - 2+ inches | No | On site inspection only | Other/non-residential | [9 empty] | Non-Lead
| WOODBURN PREMIUM OUTLETS, LLC | Non-lead - 2+ inches | On site inspection only | Non-lead - 2+ inches | No | On site inspection only | Other/non-residential | [9 empty] | Non-Lead
| WOODBURN PREMIUM OUTLETS, LLC | Non-lead - 2+ inches | On site inspection only | Non-lead - 2+ inches | No | On site inspection only | Other/non-residential | [9 empty] | Non-Lead
| WOODBURN PREMIUM OUTLETS, LLC | Non-lead - 2+ inches | On site inspection only | Non-lead - 2+ inches | No | On site inspection only | Other/non-residential | [9 empty] | Non-Lead
| WOODBURN PREMIUM OUTLETS, LLC | Non-lead - 2+ inches | On site inspection only | Non-lead - 2+ inches | No | On site inspection only | Other/non-residential | [9 empty] | Non-Lead
| WOODBURN PREMIUM OUTLETS, LLC | Non-lead - 2+ inches | On site inspection only | Non-lead - 2+ inches | No | On site inspection only | Other/non-residential | [9 empty] | Non-Lead
| WOODBURN PREMIUM OUTLETS, LLC | Non-lead - 2+ inches | On site inspection only | Non-lead - 2+ inches | No | On site inspection only | Other/non-residential | [9 empty] | Non-Lead
| WOODBURN PREMIUM OUTLETS, LLC (FS) | Non-lead - 2+ inches | On site inspection only | Non-lead - 2+ inches | No | On site inspection only | Other/non-residential | [9 empty] | Non-Lead
| WOODBURN PREMIUM OUTLETS, LLC (FS) | Non-lead - 2+ inches | On site inspection only | Non-lead - 2+ inches | No | On site inspection only | Other/non-residential | [9 empty] | Non-Lead
| WOODBURN PREMIUM OUTLETS, LLC (FS) | Non-lead - 2+ inches | On site inspection only | Non-lead - 2+ inches | No | On site inspection only | Other/non-residential | [9 empty] | Non-Lead
| WOODBURN PREMIUM OUTLETS, LLC (FS) | Non-lead - 2+ inches | On site inspection only | Non-lead - 2+ inches | No | On site inspection only | Other/non-residential | [9 empty] | Non-Lead
| WOODBURN PREMIUM OUTLETS, LLC (FS) | Non-lead - 2+ inches | On site inspection only | Non-lead - 2+ inches | No | On site inspection only | Other/non-residential | [9 empty] | Non-Lead
| WOODBURN PREMIUM OUTLETS, LLC (SP) | Non-lead - 2+ inches | On site inspection only | Non-lead - 2+ inches | No | On site inspection only | Other/non-residential | [9 empty] | Non-Lead
| WOODBURN PREMIUM OUTLETS, LLC (SP) | Non-lead - 2+ inches | On site inspection only | Non-lead - 2+ inches | No | On site inspection only | Other/non-residential | [9 empty] | Non-Lead
| WOODBURN RENTAL | Non-lead - Copper | On site inspection only | Non-lead - Copper | No | On site inspection only | Other/non-residential | [9 empty] | Non-Lead
| WOODBURN SCHOOL DISTRICT | Non-lead - 2+ inches | On site inspection only | Non-lead - 2+ inches | No | On site inspection only | Other/non-residential | [9 empty] | Non-Lead
| WOODBURN SCHOOL DISTRICT | Non-lead - 2+ inches | On site inspection only | Non-lead - 2+ inches | No | On site inspection only | Other/non-residential | [9 empty] | Non-Lead
| WOODBURN SCHOOL DISTRICT - HIGH SCHOOL (FS) | Non-lead - Other | On site inspection only | Non-lead - Other | No | On site inspection only | Other/non-residential | [9 empty] | Non-Lead
| WOODBURN SCHOOL DISTRICT - LINCOLN ELEMENTARY | Non-lead - 2+ inches | On site inspection only | Non-lead - 2+ inches | No | On site inspection only | Other/non-residential | [9 empty] | Non-Lead
| WOODBURN SCHOOL DISTRICT - LINCOLN ELEMENTARY (FS) | Non-lead - Other | On site inspection only | Non-lead - Other | No | On site inspection only | Other/non-residential | [9 empty] | Non-Lead
| WOODBURN SCHOOL DISTRICT (FS) | Non-lead - Other | On site inspection only | Non-lead - Other | No | On site inspection only | Other/non-residential | [9 empty] | Non-Lead
| WOODBURN SCHOOL DISTRICT (SP) | Non-lead - 2+ inches | On site inspection only | Non-lead - 2+ inches | No | On site inspection only | Other/non-residential | [9 empty] | Non-Lead
| WOODBURN SCHOOL DISTRICT-MAINTENANCE BLDG | Non-lead - 2+ inches | On site inspection only | Non-lead - 2+ inches | No | On site inspection only | Other/non-residential | [9 empty] | Non-Lead
| WOODBURN STOP AND GO | Non-lead - Copper | On site inspection only | Non-lead - Copper | No | On site inspection only | Other/non-residential | [9 empty] | Non-Lead
| WOODBURN VETERINARY CLINIC | Non-lead - Copper | On site inspection only | Non-lead - Copper | No | On site inspection only | Other/non-residential | [9 empty] | Non-Lead
| WOODBURN VISION SOURCE | Non-lead - Copper | On site inspection only | Non-lead - Copper | No | On site inspection only | Other/non-residential | [9 empty] | Non-Lead
| PARRA | Non-lead - Copper | On site inspection only | Non-lead - Copper | No | On site inspection only | Other/non-residential | [9 empty] | Non-Lead
| YAKIMA VALLEY FARMWORKER CLINIC | Non-lead - 2+ inches | On site inspection only | Non-lead - 2+ inches | No | On site inspection only | Other/non-residential | [9 empty] | Non-Lead
| YAKIMA VALLEY FARMWORKER CLINIC (FS) | Non-lead - Other | On site inspection only | Non-lead - Other | No | On site inspection only | Other/non-residential | [9 empty] | Non-Lead
| YAKIMA VALLEY FARMWORKER CLINIC (SP) | Non-lead - Copper | On site inspection only | Non-lead - Plastic | No | On site inspection only | Other/non-residential | [9 empty] | Non-Lead
| YES GRAPHICS | Non-lead - Copper | On site inspection only | Non-lead - Copper | No | On site inspection only | Other/non-residential | [9 empty] | Non-Lead
| YOUNG SHOP HOLDING CO. LLC c/o ANTHONY CLINE | Non-lead - Copper | On site inspection only | Non-lead - Copper | No | On site inspection only | Other/non-residential | [9 empty] | Non-Lead
| YUN WAH CORPORATION | Non-lead - Copper | On site inspection only | Non-lead - Copper | No | On site inspection only | Other/non-residential | [9 empty] | Non-Lead
| ZBINDEN AND CURTIS | Non-lead - Copper | On site inspection only | Non-lead - Copper | No | On site inspection only | Other/non-residential | [9 empty] | Non-Lead
| ZBINDEN AND CURTIS (SP) | Non-lead - Copper | On site inspection only | Non-lead - Copper | No | On site inspection only | Other/non-residential | [9 empty] | Non-Lead
| WINCO FOODS INC DC | Non-lead - Other | On site inspection only | Non-lead - Other | No | On site inspection only | Other/non-residential | [9 empty] | Non-Lead
| KERR CONTRACTORS (SP) | Non-lead - Copper | On site inspection only | Non-lead - Plastic | No | On site inspection only | Other/non-residential | [9 empty] | Non-Lead
| KERR CONTRACTORS | Non-lead - Copper | On site inspection only | Non-lead - Copper | No | On site inspection only | Other/non-residential | [9 empty] | Non-Lead
| KERR CONTRACTORS (FS) | Non-lead - Other | On site inspection only | Non-lead - Other | No | On site inspection only | Other/non-residential | [9 empty] | Non-Lead
| TOWNSEND FARMS INC | Non-lead - Other | On site inspection only | Non-lead - Other | No | On site inspection only | Other/non-residential | [9 empty] | Non-Lead
| I & E CONSTRUCTION (SP) | Non-lead - 2+ inches | On site inspection only | Non-lead - Plastic | No | On site inspection only | Other/non-residential | [9 empty] | Non-Lead
| I & E CONSTRUCTION (SP) | Non-lead - Copper | On site inspection only | Non-lead - Plastic | No | On site inspection only | Other/non-residential | [9 empty] | Non-Lead
| I & E CONSTRUCTION (FS) | Non-lead - Other | On site inspection only | Non-lead - Other | No | On site inspection only | Other/non-residential | [9 empty] | Non-Lead
| SPECIALTY POLYMER | Non-lead - Other | On site inspection only | Non-lead - Other | No | On site inspection only | Other/non-residential | [9 empty] | Non-Lead
| SPECIALTY POLYMER (FS) | Non-lead - Other | On site inspection only | Non-lead - Other | No | On site inspection only | Other/non-residential | [9 empty] | Non-Lead
| SPECIALTY POLYMER | Non-lead - Other | On site inspection only | Non-lead - Other | No | On site inspection only | Other/non-residential | [9 empty] | Non-Lead
| SPECIALTY POLYMER (FS) | Non-lead - Other | On site inspection only | Non-lead - Other | No | On site inspection only | Other/non-residential | [9 empty] | Non-Lead
| SABROSO COMPANY | Non-lead - Copper | On site inspection only | Non-lead - Copper | No | On site inspection only | Other/non-residential | [9 empty] | Non-Lead
end of dropdown values. If more rows needed, please copy next row and insert above this line.
If more rows needed, use row above for template row.

## Replacement Plan
Replacement plan format TBD
Note: not needed if 100% of service lines are non-lead
The following requirements (found in the OAR) will need to be answered regarding Lead, GRR and unknown service lines:
1 | A strategy for determining the composition of lead status unknown service lines in its inventory
2 | A procedure for conducting full lead service line replacement
3 | A strategy for informing customers before a full or partial lead service line replacement
4 | A procedure for customers to flush service lines and premise plumbing of particulate lead
5 | A lead service line replacement prioritization strategy based on factors including but not limited to the targeting of known lead service lines, lead service line replacement for disadvantaged consumers and populations most sensitive to the effects of lead
6 | A funding strategy for replacing lead service lines which considers ways to accommodate customers that are unable to pay to replace the portion they own
7 | For systems that serve more than 10,000 people, a lead service line replacement goal rate as approved by OHA

## Methodology
Inventory Methodology
PWS Name: City of Woodburn |  |  | City of Woodburn
PWSID: OR 41-00959 |  |  | OR4100959
Date: 10/14/2024
Purpose of this worksheet: For water systems to document the methods and resources they used to develop and update their inventory.
Part 1: Historical Records Review
Type of Record |  |  | Describe the Records Reviewed for Your Inventory and Indicate Your Level of Confidence (e.g., Low, Medium, or High)
1. Previous Materials Evaluation Example: Locations of Tier 1 lead tap sampling locations that are served by a lead service line. |  |  | High
2. Construction Records and Plumbing Codes Examples: Local ordinance adopting an international plumbing code. Permits for replacing lead service lines. |  |  | High
3. Water System Records Examples: Capital improvement plans. Standard operating procedures. Engineering standards. |  |  | High
4. Distribution System Inspections and Records Examples: Distribution system maps. Tap cards. Service line repair/replacement records. Inspection records. Meter installation records. |  |  | High
5. Other Records |  |  | High
Part 2: Identifying Service Line Material During Normal Operations
1. During which normal operating activities are you collecting information on service line material? Check all that apply.
x | Water meter reading | x | Water main repair or replacement
x | Water meter repair or replacement | x | Backflow prevention device inspection
x | Service line repair or replacement |  | Other
If "Other", please explain:
2. Did you develop or revise standard operating procedures to collect service line material information during normal operation? |  |  |  | No
If "Yes", please describe:
Part 3: Service Line Investigations
1. Identify the service line investigation methods your system used to prepare the inventory (check all that apply). If a water system chooses an investigation method not specified by the state under 40 CFR §141.84(a)(3)(iv), state approval is required. Note that investigations are not required by the LCRR but can be used by systems to assess accuracy of historical records and gather information when service line material is unknown.
x | Visual Inspection at the Meter Pit |  | Water Quality Sampling - Other
| Customer Self-Identification | x | Mechanical Excavation
| CCTV Inspection at Curb Box - External | x | Vacuum Excavation
| CCTV Inspection at Curb Box - Internal |  | Statistical/Predictive Modeling
Other
If "Other", please explain:
2. If "Statistical/Predictive Modeling", please briefly describe the model and inputs used:
3. How did you prioritize locations for service line materials investigations? For example, did you consider environmental justice and/or sensitive populations, did you use predictive modeling, and/or did you target areas with high number of unknowns?